## SummaryReport
Tender Summary Report
SO No : | [21 empty] | Tender Code : | 400087
Customer : | HPCL ,VISAKHAPATNAM | [20 empty] | Folder : | APR 19
Project : | ELECTRICAL PACKAGE FOR NAPTHA ISOMERIZATION UNIT | [20 empty] | Report Date : | 2019-06-10
Consultant : | TECHNIP | [20 empty] | Revision No : | 2
MBOM No : | [21 empty] | Estimated By : | KJ
Board No | Board Descriptiom | EQ Panels |  |  | Cost |  |  |  | Cost_FactoryPGOH |  |  |  | Cost_WarantyPGOH |  |  |  | Cost_PGOH |  |  |  | Cost_PGOH/ EQP
|  | TS | TQ | Total | TF | TQ | Common | Total | TF | TQ | Common | Total | TF | TQ | Common | Total | TF | TQ | Common | Total | TF | TQ | Total
SYQF344 | PC 8731 | 32.64 | 4 | 36.64 |  |  |  | 16329952.9977 | 1.142 | 1.142 | 1.142 | 3.426 | 0 | 0 | 0 | 0 |  |  |  | 18648565.6214 | 0 | 0 | 508967.4023
SYQF345 | PC 8732 | 21.76 | 4 | 25.76 |  |  |  | 11423101.7637 | 1.142 | 1.142 | 1.142 | 3.426 | 0 | 0 | 0 | 0 |  |  |  | 13045078.2746 | 0 | 0 | 506408.3181
SYQF346 | EPC 8733 | 24.48 | 22 | 46.48 |  |  |  | 18741600.7856 | 1.142 | 1.142 | 1.142 | 3.426 | 0 | 0 | 0 | 0 |  |  |  | 21402607.2196 | 0 | 0 | 460469.1743
SYRD129 | LB-8752 | 0 | 5 | 5 |  |  |  | 1934935.2748 | 1.142 | 1.142 | 1.142 | 3.426 | 0 | 0 | 0 | 0 |  |  |  | 2209696.0839 | 0 | 0 | 441939.2168
SYRD130 | ELB-8753 | 0 | 4 | 4 |  |  |  | 1481102.4857 | 1.142 | 1.142 | 1.142 | 3.426 | 0 | 0 | 0 | 0 |  |  |  | 1691419.0387 | 0 | 0 | 422854.7597
SYRE012 | MC-8741 | 9.16 | 17 | 26.16 |  |  |  | 14545986.4853 | 1.142 | 1.142 | 1.142 | 3.426 | 0 | 0 | 0 | 0 |  |  |  | 15771697.9852 | 0 | 0 | 602893.6539
SYRE013 | MC 8742 | 9.16 | 6 | 15.16 |  |  |  | 5776093.794 | 1.142 | 1.142 | 1.142 | 3.426 | 0 | 0 | 0 | 0 |  |  |  | 6596151.4092 | 0 | 0 | 435102.3357
SYRE014 | AS 8751 | 9.16 | 6 | 15.16 |  |  |  | 4821146.2844 | 1.142 | 1.142 | 1.142 | 3.426 | 0 | 0 | 0 | 0 |  |  |  | 5505732.6453 | 0 | 0 | 363174.9766
TOTAL |  | 106.36 | 68 | 174.36 | 0 | 0 | 0 | 75053919.8711 | 9.136 | 9.136 | 9.136 | 27.408 | 0 | 0 | 0 | 0 | 0 | 0 | 0 | 84870948.2778 | 0 | 0 | 486756.9871
[7 empty] | SYQF344 | 6216268.7745 | 6046673.21 | 169595.5645
[7 empty] | SYQF345 | 4348394.0714 | 4200324.63 | 148069.4414
[7 empty] | SYQF346 | 7134302.699 | 7025717.91 | 108584.789
[7 empty] | SYRD129 | 736565.3613 | 732577.5 | 3987.8613
[7 empty] | SYRD130 | 563806.3462 | 558663.92 | 5142.4262
[7 empty] | SYRE012 | 5537172.1887 | 5217057.6 | 320114.5887
[7 empty] | SYRE013 | 2198766.3709 | 2179725.2 | 19041.1709
[7 empty] | SYRE014 | 1835249.6856 | 1817381.38 | 17868.3056
Electrical Systems & Equipments

## ScopeOfSupply-SCQF344
CKT Code | CKT Description | SCHEME No | SYQF344 | SYQF345 | SYQF346 | SYRD129 | SYRD130 | SYRE012 | SYRE013 | SYRE014 | TOTAL
E-104-AO | ACB O/G 800A | SWR8041 | SYQF344: 3; SYQF345: 4; SYQF346: 2 | 9
E-105-AO | ACB O/G 1000A | SWR8041 | [8 empty] | 1 | bar: SYQF346
E-108-AO | ACB O/G 1250A | SWR8041 | SYQF344: 3 | 3
E-109-AO | ACB O/G 4000A | SWR8040 | [8 empty] | 1 | bar: SYQF345
E-111-AO | ACB MOTOR O/G 800A | SWR8042 | SYQF344: 9 | 9
E-112-AO | ACB MOTOR O/G 800A | SWR8042 | SYQF346: 6 | 6
E-122-C | MCCB C | SWR8051 | SYRE012: 2 | 2
E-211-AI | I/C-1 800A | SWR8043 | [8 empty] | 2 | bar: SYRE013 to SYRE014
E-212-AB | B/C 800A | SWR8043 | [8 empty] | 1 | bar: SYRE013
E-213-AI | I/C-2 800A | SWR8043 | [8 empty] | 2 | bar: SYRE013 to SYRE014
E-214-AB | B/C 800A | SWR8043 | [8 empty] | 1 | bar: SYRE014
E-22-C | MCCB C | SWR8029 | SYRE012: 8 | 8
E-221-AI | I/C-1 1250A | SWR8043 | [8 empty] | 1 | bar: SYRE012
E-222-AB | EPC B/C 1250A | SWR8043 | [8 empty] | 1 | bar: SYRE012
E-223-AI | EPC I/C 1250A | SWR8043 | [8 empty] | 1 | bar: SYRE012
E-231-AI | PCC I/C 4000A | SWR8047 | [8 empty] | 1 | bar: SYQF346
E-232-AB | PCC B/C 4000A | SWR8047 | [8 empty] | 1 | bar: SYQF346
E-233-AI | PCC I/C 4000A | SWR8047 | [8 empty] | 1 | bar: SYQF346
E-241-AI | PCC I/C 4000A | SWR8044 | [8 empty] | 2 | bar: SYQF344 to SYQF345
E-242-AB | PCC B/C 4000A | SWR8044 | [8 empty] | 2 | bar: SYQF344 to SYQF345
E-243-AI | PCC I/C 4000A | SWR8044 | [8 empty] | 2 | bar: SYQF344 to SYQF345
E-3-O | MCCB ELR 63 A | SWR8026 | SYQF346: 6; SYRE012: 3; SYRE014: 22 | 31
E-301-GV | PCC Line VT | SWR8044 | SYQF344: 1; SYQF345: 2; SYQF346: 2 | 5
E-302-GV | PCC Bus VT | SWR8044 | SYQF344: 3; SYQF345: 2; SYQF346: 2 | 7
E-303-GV | MCC Line VT | SWR8043 | SYRE012: 2; SYRE013: 2; SYRE014: 2 | 6
E-304-GV | MCC Bus VT | SWR8043 | SYRE012: 2; SYRE013: 2; SYRE014: 2 | 6
E-311-FG | ETHERNET | SWR8046 | [8 empty] | 1 | bar: SYQF346
E-312-FG | ETHERNET | SWR8046 | [8 empty] | 1 | bar: SYRE012
E-316-FG | 2 REDBOX | SWR8045 | [8 empty] | 2 | bar: SYQF344 to SYQF345
E-32-C | MCCB C | SWR8031 | SYRD129: 10; SYRD130: 7 | 17
E-4-O | MCCB ELR 100 A | SWR8026 | [8 empty] | 1 | bar: SYRE012
E-401-GM |  | MTRE013 | SYRE013: 2 | 2
E-402-GM |  | MTRE012 | SYRE012: 2 | 2
E-403-GM |  | MTQF344 | SYQF344: 2 | 2
E-404-GM |  | MTQF346 | SYQF346: 2 | 2
E-405-GM |  | MTQF345 | SYQF345: 2 | 2
E-408-GM |  | MTRE014 | SYRE014: 2 | 2
E-41-D | FVNR 0.37 KW | SWR8034 | SYRE012: 4 | 4
E-44-D | FVNR 1.1 KW | SWR8034 | SYRE012: 4 | 4
E-46-D | FVNR 2.2 KW | SWR8034 | SYRE012: 2 | 2
E-47-D | FVNR 3.7 KW | SWR8035 | SYRE012: 7 | 7
E-48-D | FVNR 5.5 KW | SWR8035 | SYRE012: 5 | 5
E-49-D | FVNR 7.5 KW | SWR8035 | SYRE012: 3; SYRE013: 5 | 8
E-504-O | MCCB ELR 100 A | SWR8026 | [8 empty] | 1 | bar: SYRE012
E-51-D | FVNR 11.0 KW | SWR8035 | SYRE012: 2 | 2
E-52-D | FVNR 15.0 KW | SWR8035 | SYRE012: 4 | 4
E-53-D | FVNR 18.5 KW | SWR8035 | SYRE012: 2; SYRE013: 3 | 5
E-54-D | FVNR 22 KW | SWR8035 | [8 empty] | 1 | bar: SYRE012
E-55-D | FVNR 30.0 KW | SWR8036 | SYRE012: 4; SYRE013: 5 | 9
E-56-D | 37 KW | SWR8036 | SYRE012: 3 | 3
E-58-D | 55 KW | SWR8037 | SYRE012: 3 | 3
E-61-I | ELDB I/C 100 A | SWR8032 | [8 empty] | 1 | bar: SYRD130
E-62-B | ELDB B/C 100 A | SWR8032 | [8 empty] | 1 | bar: SYRD130
E-63-I | ELDB I/C 100 A | SWR8032 | [8 empty] | 1 | bar: SYRD130
E-64-GM | AC CKT | SWR8032 | [8 empty] | 2 | bar: SYRD129 to SYRD130
E-65-GM | DC CKT | SWR8032 | [8 empty] | 2 | bar: SYRD129 to SYRD130
E-654-D | FVNR 22 KW | SWR8039 | SYQF346: 2 | 2
E-655-D | FVNR 30.0 KW | SWR8038 | SYQF346: 11 | 11
E-66-GM | CENTRALIZED MODULE | SWR8033 | [8 empty] | 2 | bar: SYRD129 to SYRD130
E-67-I | MLDB I/C 400 A | SWR8032 | [8 empty] | 1 | bar: SYRD129
E-68-B | MLDB B/C 400 A | SWR8032 | [8 empty] | 1 | bar: SYRD129
E-69-I | MLDB I/C 400 A | SWR8032 | [8 empty] | 1 | bar: SYRD129
E-7-O | MCCB 250 A | SWR8027 | SYRE012: 2 | 2
E-70-GM | AUX CKT | SWR8032 | [8 empty] | 2 | bar: SYRD129 to SYRD130
E-703-O | MCCB ELR 63 A | SWR8048 | SYQF346: 4 | 4
E-710-O | MCCB ELR 80 A | SWR8048 | SYQF346: 2 | 2
E-8-O | MCCB 400 A | SWR8027 | SYQF344: 3; SYQF345: 4; SYRE012: 1 | 8
E-803-O | MCCB ELR 63 A | SWR8028 | SYRE013: 2 | 2
E-804-O | MCCB ELR 100 A | SWR8028 | SYQF346: 11; SYRE013: 5 | 16
E-9-O | MCCB 315 A | SWR8027 | SYQF346: 4 | 4
|  | TOTAL | 28 | 19 | 59 | 17 | 14 | 72 | 29 | 31 | 269

## SYRE014
Detailed Tender Report
SO No : |  |  |  |  | Tender Code : | 400087
Customer : | HPCL ,VISAKHAPATNAM |  |  |  | Folder : | APR 19
Project : | ELECTRICAL PACKAGE FOR NAPTHA ISOMERIZATION UNIT |  |  |  | Report Date : | 2019-06-10
Consultant : | TECHNIP |  |  |  | Revision No :
MBOM No : | SCQF344 |  |  |  | Estimated By : | KJ
Note: Items marked 'N' are not found in the cost folder. Hence, costs are added manually.
Items marked 'X' are extra items added separately at the end of costing. | [5 empty] | << BACK
Sr. No. | Item Description | Quantity | Unit Cost | Cost | Cost_PGOH | Cost SrNo.
Board Estimates
| Board Code : SYRE014 |  | Total : | 4821146.2844 | 5505732.6453
1 | E-211-AI I/C-1 | 1 | 436051.46 | 436051.46 | 497970.7673
2 | E-213-AI I/C-2 | 1 | 436051.46 | 436051.46 | 497970.7673
3 | E-214-AB B/C | 1 | 474830.18 | 474830.18 | 542256.0656
4 | E-3-O MCCB ELR | 22 | 65944.468 | 1450778.2958 | 1656788.8138
5 | E-303-GV MCC Line VT | 2 | 24075.6 | 48151.2 | 54988.6704
6 | E-304-GV MCC Bus VT | 2 | 24075.6 | 48151.2 | 54988.6704
7 | E-408-GM | 2 | 3959.143 | 7918.2861 | 9042.6827
8 | 01-TQ3,800 MM,644MM | 1 | 177987.7529 | 177987.7529 | 203262.0138
9 | 02,03,08,09-TQ3,800 MM,644MM | 4 | 153090.7078 | 612362.8312 | 699318.3532
10 | 04-TF900,2430MMH,800 MMW | 1 | 217432.1178 | 217432.1178 | 248307.4785
11 | 05-TF900,2430MMH,320 MMW | 1 | 81824.145 | 81824.145 | 93443.1736
12 | 06-TF900,2430MMH,800 MMW | 1 | 199683.798 | 199683.798 | 228038.8973
13 | 07-TF900,2430MMH,800 MMW | 1 | 217432.1178 | 217432.1178 | 248307.4785
14 | 10-TQ3,800 MM,644MM | 1 | 160095.2578 | 160095.2578 | 182828.7844
15 | (BLI)SYRE014() | 1 | 146073.332 | 146073.332 | 166799.3337
16 | (BLI)SYRE014(TF900) | 1 | 52948.85 | 52948.85 | 60467.5867
17 | (BLI)SYRE014(TQ3) | 1 | 53374 | 53374 | 60953.108
Board Level Items
| Board Code : (BLI)SYRE014() |  | Total : | 146073.332 | 166799.3337 |  | TOP
1 | 600MM SIZE SS BARRIER 800W | 3 | 1799.02 | 5397.06 | 6163.4425 | F3G30103
2 | 600MM SIZE SS BARRIER 320W | 3 | 719.61 | 2158.83 | 2465.3839 | F3G30115
3 | BUSBAR FISH PLATES 2:6X100MM AL-TPN | 3 | 1621.77 | 4865.31 | 5556.184 | F3G80102
4 | FISH PLATE JOINT SHROUDS FOR 1PKT TPN-6X100MM BUSBARS | 3 | 882.41 | 2647.23 | 3023.1367 | F3H10102
5 | AUX BUS FISH PLATE-8:3X6MM CU | 3 | 1254.91 | 3764.73 | 4299.3217 | F3H30120
6 | 450MM SIZE SS BARRIER 800W | 3 | 1338.73 | 4016.19 | 4586.489 | F3G30102
7 | HT BOLTS & NUTS | 1 | 20806.24 | 20806.24 | 23760.7261
8 | FLAPS COST | 10 | 1365 | 13650 | 15588.3 |  | 5kg*91*3
9 | COMMUNICATION WIRING COST | 17 | 2728 | 46376 | 52961.392
10 | VENDOR ASSEMBLY COST | 15 | 15 | 225 | 255.375 | N
11 | CONTROL WIRING FOR MTBFEEDER - 1.5 SQ.MM | 15 | 141.3 | 2119.5 | 2405.6325 | TH004299
12 | ELMEX: SUT 4 | 15 | 31.3674 | 470.511 | 537.3236 | C2C30141
13 | VACANT COMPT 100MM | 5 | 2913.4862 | 14567.4312 | 16636.0064 | Q3720101
14 | D/O VACANT COMPT 300MM | 5 | 4091.2073 | 20456.0364 | 23360.7936 | Q3700103
15 | D/O VACANT COMPT 400MM | 1 | 4553.2634 | 4553.2634 | 5199.8268 | Q3700104
| Board Code : (BLI)SYRE014(TF900) |  | Total : | 52948.85 | 60467.5867 |  | TOP
1 | TF900 CRATE PKG 2430 H 1920 W 1244 D ALL | 1 | 28459.79 | 28459.79 | 32501.0802 | PKG00430
2 | TF900 CRATE PKG 2430 H 800 W 1244 D ALL | 1 | 19856.37 | 19856.37 | 22675.9745 | PKG00410
3 | BUSBAR AND DROPPER JOINT SHROUDS 6X100MM BUSBARS-TPN | 3 | 1544.23 | 4632.69 | 5290.532 | F3320102
| Board Code : (BLI)SYRE014(TQ3) |  | Total : | 53374 | 60953.108 |  | TOP
1 | TQ3 CRATE PKG 2430 H 2400 W 644 D ALL | 2 | 26687 | 53374 | 60953.108 | PKG00371
Panel Level Items
| Panel Code : 01-TQ3,800 MM,644MM |  | Total : | 177987.7529 | 203262.0138 |  | TOP
1 | TQ3 PANEL,SF,D/O FORM-IV, 800W,65/80KA | 1 | 91499.33 | 91499.33 | 104492.2349 | Q3210005
2 | VEBAR 5X20 AL TQ/TF | 1 | 395.48 | 395.48 | 451.6382 | Q3260103
3 | HORZ EBAR- TF, 6X50 CU TINNED, 800W | 1 | 4285.44 | 4285.44 | 4893.9725 | F3700103
4 | GLAND PLATE TQ3-3MM SS-SF | 1 | 1080.74 | 1080.74 | 1234.2051 | Q3290106
5 | DROPPER : TQ3 FRONT 12X50 AL TPN 100% N FORM IV 65KA | 1 | 30329.3771 | 30329.3771 | 34636.1486 | Q3310141
6 | AUX BUS-8:3X6MM CU 800 W | 1 | 1950.16 | 1950.16 | 2227.0827 | F33A0117
7 | BUSBAR-2:6X100MM AL TPN 50%N 800W 65KA | 1 | 17681.73 | 17681.73 | 20192.5357 | F31C0223
8 | ZLINK-1PKT,TPN 100% N,SF PANEL | 1 | 1811.0407 | 1811.0407 | 2068.2085 | Q3470113
9 | END COVERS LHS,TQ3,SF,30MM | 1 | 7004.55 | 7004.55 | 7999.1961 | Q3680101
10 | INTERPANEL BARRIER STD.& SUP SF PANEL | 1 | 4057.41 | 4057.41 | 4633.5622 | Q3550101
11 | 60W SPACE HEATER | 6 | 297.77 | 1786.62 | 2040.32 | C2D90110
12 | 150W SPACE HEATER | 3 | 368.375 | 1105.1251 | 1262.0529 | C2D90111
13 | THERMOSTAT | 9 | 257.32 | 2315.88 | 2644.735 | C2D90112
14 | EXORA MCB 2P 2A "C" Curve 10kA | 9 | 524.07 | 4716.63 | 5386.3915 | C2760132
15 | HEATER PLUG:16A,240VAC,GREY (OP01W16) | 9 | 201 | 1809 | 2065.878 | N
16 | HEATER SOCKET:ANCHOR,6/16A 6PIN SOCKET-39995 | 9 | 261 | 2349 | 2682.558 | N
17 | EXORA MCB 2P 16A "C" Curve 10kA | 9 | 423.36 | 3810.24 | 4351.2941 | C2760108
| Panel Code : 02,03,08,09-TQ3,800 MM,644MM |  | Total : | 153090.7078 | 174829.5883 |  | TOP
1 | TQ3 PANEL,SF,D/O FORM-IV, 800W,65/80KA | 1 | 91499.33 | 91499.33 | 104492.2349 | Q3210005
2 | VEBAR 5X20 AL TQ/TF | 1 | 395.48 | 395.48 | 451.6382 | Q3260103
3 | HORZ EBAR- TF, 6X50 CU TINNED, 800W | 1 | 4285.44 | 4285.44 | 4893.9725 | F3700103
4 | GLAND PLATE TQ3-3MM SS-SF | 1 | 1080.74 | 1080.74 | 1234.2051 | Q3290106
5 | DROPPER : TQ3 FRONT 12X50 AL TPN 100% N FORM IV 65KA | 1 | 30329.3771 | 30329.3771 | 34636.1486 | Q3310141
6 | AUX BUS-8:3X6MM CU 800 W | 1 | 1950.16 | 1950.16 | 2227.0827 | F33A0117
7 | BUSBAR-2:6X100MM AL TPN 50%N 800W 65KA | 1 | 17681.73 | 17681.73 | 20192.5357 | F31C0223
8 | ZLINK-1PKT,TPN 100% N,SF PANEL | 1 | 1811.0407 | 1811.0407 | 2068.2085 | Q3470113
9 | INTERPANEL BARRIER STD.& SUP SF PANEL | 1 | 4057.41 | 4057.41 | 4633.5622 | Q3550101
| Panel Code : 04-TF900,2430MMH,800 MMW |  | Total : | 217432.1178 | 248307.4785 |  | TOP
1 | TF900 PANEL STRUCTURE, 800MMWIDTH | 1 | 141309.62 | 141309.62 | 161375.586 | F3010006
2 | GLAND PLATE -3MM,MS,TF900 | 1 | 5592.815 | 5592.815 | 6386.9947 | F3110105
3 | 1: AOC FOR 800W | 1 | 21692.52 | 21692.52 | 24772.8578 | F3120110
4 | BUSBAR-2:6X100MM AL TPN 50%N 800W 65KA | 1 | 17681.73 | 17681.73 | 20192.5357 | F31C0223
5 | AUX BUS-10:3X6MM CU 800 W | 1 | 2270.12 | 2270.12 | 2592.477 | F33A0119
6 | HORZ EBAR- TF, 6X50 CU TINNED, 800W | 1 | 4285.44 | 4285.44 | 4893.9725 | F3700103
7 | I/C DIRECT LINK 800/1000A,4P AL : Feeder rating = 1250A 3:6X75 | 1 | 14322.2082 | 14322.2082 | 16355.9618 | F3A60109
8 | 800/1000A,4P AL : Feeder rating = 1250A 2:6x100 | 1 | 5492.478 | 5492.478 | 6272.4099 | F3B30111
9 | EXTRA FOR AOC 800A/1000A,4P AL (1:6/100 AL) : Feeder rating = 1250A 2:6x100 | 1 | 4785.1865 | 4785.1865 | 5464.683 | F3B50110
| Panel Code : 05-TF900,2430MMH,320 MMW |  | Total : | 81824.145 | 93443.1736 |  | TOP
1 | TF900 PANEL STRUCTURE, 320MMWIDTH | 1 | 61950.26 | 61950.26 | 70747.1969 | F3020003
2 | GLAND PLATE -3MM,MS,TF900 | 1 | 5592.815 | 5592.815 | 6386.9947 | F3110105
3 | BUSBAR-2:6X100MM AL TPN 50%N 320W 65KA | 1 | 11216.45 | 11216.45 | 12809.1859 | F31C0225
4 | AUX BUS-8:3X6MM CU 320 W | 1 | 1212.58 | 1212.58 | 1384.7664 | F33A0138
5 | HORZ EBAR- TF, 6X50 CU TINNED, 320W | 1 | 1852.04 | 1852.04 | 2115.0297 | F3730103
| Panel Code : 06-TF900,2430MMH,800 MMW |  | Total : | 199683.798 | 228038.8973 |  | TOP
1 | TF900 PANEL STRUCTURE, 800MMWIDTH | 1 | 141309.62 | 141309.62 | 161375.586 | F3010006
2 | GLAND PLATE, 3MM SS, TF900-800W | 1 | 4232.4 | 4232.4 | 4833.4008 | F3110102
3 | BUSBAR-2:6X100MM AL TPN 50%N 800W 65KA | 1 | 17681.73 | 17681.73 | 20192.5357 | F31C0223
4 | AUX BUS-10:3X6MM CU 800 W | 1 | 2270.12 | 2270.12 | 2592.477 | F33A0119
5 | HORZ EBAR- TF, 6X50 CU TINNED, 800W | 1 | 4285.44 | 4285.44 | 4893.9725 | F3700103
6 | I/C DIRECT LINK 800/1000A,4P AL : Feeder rating = 1250A 3:6X75 | 1 | 14322.2082 | 14322.2082 | 16355.9618 | F3A60109
7 | LINK_BC_TF_A : Feeder rating = 1250A 3:6X75 | 1 | 15582.2798 | 15582.2798 | 17794.9635 | F3D10119
| Panel Code : 07-TF900,2430MMH,800 MMW |  | Total : | 217432.1178 | 248307.4785 |  | TOP
1 | TF900 PANEL STRUCTURE, 800MMWIDTH | 1 | 141309.62 | 141309.62 | 161375.586 | F3010006
2 | GLAND PLATE -3MM,MS,TF900 | 1 | 5592.815 | 5592.815 | 6386.9947 | F3110105
3 | 1: AOC FOR 800W | 1 | 21692.52 | 21692.52 | 24772.8578 | F3120110
4 | BUSBAR-2:6X100MM AL TPN 50%N 800W 65KA | 1 | 17681.73 | 17681.73 | 20192.5357 | F31C0223
5 | AUX BUS-10:3X6MM CU 800 W | 1 | 2270.12 | 2270.12 | 2592.477 | F33A0119
6 | HORZ EBAR- TF, 6X50 CU TINNED, 800W | 1 | 4285.44 | 4285.44 | 4893.9725 | F3700103
7 | I/C DIRECT LINK 800/1000A,4P AL : Feeder rating = 1250A 3:6X75 | 1 | 14322.2082 | 14322.2082 | 16355.9618 | F3A60109
8 | 800/1000A,4P AL : Feeder rating = 1250A 2:6x100 | 1 | 5492.478 | 5492.478 | 6272.4099 | F3B30111
9 | EXTRA FOR AOC 800A/1000A,4P AL (1:6/100 AL) : Feeder rating = 1250A 2:6x100 | 1 | 4785.1865 | 4785.1865 | 5464.683 | F3B50110
| Panel Code : 10-TQ3,800 MM,644MM |  | Total : | 160095.2578 | 182828.7844 |  | TOP
1 | TQ3 PANEL,SF,D/O FORM-IV, 800W,65/80KA | 1 | 91499.33 | 91499.33 | 104492.2349 | Q3210005
2 | VEBAR 5X20 AL TQ/TF | 1 | 395.48 | 395.48 | 451.6382 | Q3260103
3 | HORZ EBAR- TF, 6X50 CU TINNED, 800W | 1 | 4285.44 | 4285.44 | 4893.9725 | F3700103
4 | GLAND PLATE TQ3-3MM SS-SF | 1 | 1080.74 | 1080.74 | 1234.2051 | Q3290106
5 | DROPPER : TQ3 FRONT 12X50 AL TPN 100% N FORM IV 65KA | 1 | 30329.3771 | 30329.3771 | 34636.1486 | Q3310141
6 | AUX BUS-8:3X6MM CU 800 W | 1 | 1950.16 | 1950.16 | 2227.0827 | F33A0117
7 | BUSBAR-2:6X100MM AL TPN 50%N 800W 65KA | 1 | 17681.73 | 17681.73 | 20192.5357 | F31C0223
8 | ZLINK-1PKT,TPN 100% N,SF PANEL | 1 | 1811.0407 | 1811.0407 | 2068.2085 | Q3470113
9 | END COVERS LHS,TQ3,SF,30MM | 1 | 7004.55 | 7004.55 | 7999.1961 | Q3680103
10 | INTERPANEL BARRIER STD.& SUP SF PANEL | 1 | 4057.41 | 4057.41 | 4633.5622 | Q3550101
Electrical Systems & Equipments

## SYRE013
Detailed Tender Report
SO No : |  |  |  |  | Tender Code : | 400087
Customer : | HPCL ,VISAKHAPATNAM |  |  |  | Folder : | APR 19
Project : | ELECTRICAL PACKAGE FOR NAPTHA ISOMERIZATION UNIT |  |  |  | Report Date : | 2019-06-10
Consultant : | TECHNIP |  |  |  | Revision No :
MBOM No : | SCQF344 |  |  |  | Estimated By : | KJ
Note: Items marked 'N' are not found in the cost folder. Hence, costs are added manually.
Items marked 'X' are extra items added separately at the end of costing. | [5 empty] | << BACK
Sr. No. | Item Description | Quantity | Unit Cost | Cost | Cost_PGOH | Cost SrNo.
Board Estimates
| Board Code : SYRE013 |  | Total : | 5776093.794 | 6596151.4092
1 | E-211-AI I/C-1 | 1 | 436051.46 | 436051.46 | 497970.7673
2 | E-212-AB B/C | 1 | 520065.5 | 520065.5 | 593914.801
3 | E-213-AI I/C-2 | 1 | 436051.46 | 436051.46 | 497970.7673
4 | E-303-GV MCC Line VT | 2 | 24075.6 | 48151.2 | 54988.6704
5 | E-304-GV MCC Bus VT | 2 | 24075.6 | 48151.2 | 54988.6704
6 | E-401-GM | 2 | 4934.0224 | 9868.0447 | 11269.3071
7 | E-49-D FVNR | 5 | 125803.03 | 629015.15 | 718335.3013
8 | E-53-D FVNR | 3 | 129870.4 | 389611.2 | 444935.9904
9 | E-55-D FVNR | 5 | 144942.63 | 724713.15 | 827622.4173
10 | E-803-O MCCB ELR | 2 | 74784.058 | 149568.116 | 170806.7884
11 | E-804-O MCCB ELR | 5 | 83809.9911 | 419049.9554 | 478555.049
12 | 01-TQ3,800 MM,644MM | 1 | 178307.7129 | 178307.7129 | 203627.4082
13 | 02,03,08,09-TQ3,800 MM,644MM | 4 | 153410.6678 | 613642.6712 | 700779.9305
14 | 04-TF900,2430MMH,800 MMW | 1 | 217432.1178 | 217432.1178 | 248307.4785
15 | 05-TF900,2430MMH,320 MMW | 1 | 81959.715 | 81959.715 | 93597.9945
16 | 06-TF900,2430MMH,800 MMW | 1 | 199683.798 | 199683.798 | 228038.8973
17 | 07-TF900,2430MMH,800 MMW | 1 | 217432.1178 | 217432.1178 | 248307.4785
18 | 10-TQ3,800 MM,644MM | 1 | 160415.2178 | 160415.2178 | 183194.1787
19 | (BLI)SYRE013() | 1 | 190601.1574 | 190601.1574 | 217518.8183
20 | (BLI)SYRE013(TF900) | 1 | 52948.85 | 52948.85 | 60467.5867
21 | (BLI)SYRE013(TQ3) | 1 | 53374 | 53374 | 60953.108
Board Level Items
| Board Code : (BLI)SYRE013() |  | Total : | 190601.1574 | 217518.8183 |  | TOP
1 | 600MM SIZE SS BARRIER 800W | 3 | 1799.02 | 5397.06 | 6163.4425 | F3G30103
2 | 600MM SIZE SS BARRIER 320W | 3 | 719.61 | 2158.83 | 2465.3839 | F3G30115
3 | BUSBAR FISH PLATES 2:6X100MM AL-TPN | 3 | 1621.77 | 4865.31 | 5556.184 | F3G80102
4 | FISH PLATE JOINT SHROUDS FOR 1PKT TPN-6X100MM BUSBARS | 3 | 882.41 | 2647.23 | 3023.1367 | F3H10102
5 | AUX BUS FISH PLATE-10:3X6MM CU | 3 | 1568.64 | 4705.92 | 5374.1606 | F3H30122
6 | 450MM SIZE SS BARRIER 800W | 3 | 1338.73 | 4016.19 | 4586.489 | F3G30102
8 | HT BOLTS & NUTS | 1 | 20806.24 | 20806.24 | 23760.7261
9 | FLAPS COST | 10 | 1365 | 13650 | 15588.3 |  | 5kg*91*3
10 | COMMUNICATION WIRING COST | 23 | 2728 | 62744 | 71653.648
11 | VENDOR ASSEMBLY COST | 135 | 15 | 2025 | 2298.375 | N
12 | CONTROL WIRING FOR MTBFEEDER - 1.5 SQ.MM | 135 | 141.3 | 19075.5 | 21650.6925 | TH004299
13 | ELMEX: SUT 4 | 135 | 31.3674 | 4234.599 | 4835.9121 | C2C30141
14 | VACANT COMPT 100MM | 8 | 2913.4862 | 23307.8899 | 26617.6103 | Q3720101
14 | D/O VACANT COMPT 200MM | 3 | 3597.0665 | 10791.1996 | 12323.5499 | Q3700102
16 | D/O VACANT COMPT 400MM | 1 | 4553.2634 | 4553.2634 | 5199.8268 | Q3700104
15 | D/O VACANT COMPT 600MM | 1 | 5622.9255 | 5622.9255 | 6421.3809 | Q3700106
| Board Code : (BLI)SYRE013(TF900) |  | Total : | 52948.85 | 60467.5867 |  | TOP
1 | TF900 CRATE PKG 2430 H 1920 W 1244 D ALL | 1 | 28459.79 | 28459.79 | 32501.0802 | PKG00430
2 | TF900 CRATE PKG 2430 H 800 W 1244 D ALL | 1 | 19856.37 | 19856.37 | 22675.9745 | PKG00410
3 | BUSBAR AND DROPPER JOINT SHROUDS 6X100MM BUSBARS-TPN | 3 | 1544.23 | 4632.69 | 5290.532 | F3320102
| Board Code : (BLI)SYRE013(TQ3) |  | Total : | 53374 | 60953.108 |  | TOP
1 | TQ3 CRATE PKG 2430 H 2400 W 644 D ALL | 2 | 26687 | 53374 | 60953.108 | PKG00371
Panel Level Items
| Panel Code : 01-TQ3,800 MM,644MM |  | Total : | 178307.7129 | 203627.4082 |  | TOP
1 | TQ3 PANEL,SF,D/O FORM-IV, 800W,65/80KA | 1 | 91499.33 | 91499.33 | 104492.2349 | Q3210005
2 | VEBAR 5X20 AL TQ/TF | 1 | 395.48 | 395.48 | 451.6382 | Q3260103
3 | HORZ EBAR- TF, 6X50 CU TINNED, 800W | 1 | 4285.44 | 4285.44 | 4893.9725 | F3700103
4 | GLAND PLATE TQ3-3MM SS-SF | 1 | 1080.74 | 1080.74 | 1234.2051 | Q3290106
5 | DROPPER : TQ3 FRONT 12X50 AL TPN 100% N FORM IV 65KA | 1 | 30329.3771 | 30329.3771 | 34636.1486 | Q3310141
6 | AUX BUS-10:3X6MM CU 800 W | 1 | 2270.12 | 2270.12 | 2592.477 | F33A0119
7 | BUSBAR-2:6X100MM AL TPN 50%N 800W 65KA | 1 | 17681.73 | 17681.73 | 20192.5357 | F31C0223
8 | ZLINK-1PKT,TPN 100% N,SF PANEL | 1 | 1811.0407 | 1811.0407 | 2068.2085 | Q3470113
9 | END COVERS LHS,TQ3,SF,30MM | 1 | 7004.55 | 7004.55 | 7999.1961 | Q3680101
10 | INTERPANEL BARRIER STD.& SUP SF PANEL | 1 | 4057.41 | 4057.41 | 4633.5622 | Q3550101
11 | 60W SPACE HEATER | 6 | 297.77 | 1786.62 | 2040.32 | C2D90110
12 | 150W SPACE HEATER | 3 | 368.375 | 1105.1251 | 1262.0529 | C2D90111
13 | THERMOSTAT | 9 | 257.32 | 2315.88 | 2644.735 | C2D90112
14 | EXORA MCB 2P 2A "C" Curve 10kA | 9 | 524.07 | 4716.63 | 5386.3915 | C2760132
15 | HEATER PLUG:16A,240VAC,GREY (OP01W16) | 9 | 201 | 1809 | 2065.878 | N
16 | HEATER SOCKET:ANCHOR,6/16A 6PIN SOCKET-39995 | 9 | 261 | 2349 | 2682.558 | N
17 | EXORA MCB 2P 16A "C" Curve 10kA | 9 | 423.36 | 3810.24 | 4351.2941 | C2760108
| Panel Code : 02,03,08,09-TQ3,800 MM,644MM |  | Total : | 153410.6678 | 175194.9826 |  | TOP
1 | TQ3 PANEL,SF,D/O FORM-IV, 800W,65/80KA | 1 | 91499.33 | 91499.33 | 104492.2349 | Q3210005
2 | VEBAR 5X20 AL TQ/TF | 1 | 395.48 | 395.48 | 451.6382 | Q3260103
3 | HORZ EBAR- TF, 6X50 CU TINNED, 800W | 1 | 4285.44 | 4285.44 | 4893.9725 | F3700103
4 | GLAND PLATE TQ3-3MM SS-SF | 1 | 1080.74 | 1080.74 | 1234.2051 | Q3290106
5 | DROPPER : TQ3 FRONT 12X50 AL TPN 100% N FORM IV 65KA | 1 | 30329.3771 | 30329.3771 | 34636.1486 | Q3310141
6 | AUX BUS-10:3X6MM CU 800 W | 1 | 2270.12 | 2270.12 | 2592.477 | F33A0119
7 | BUSBAR-2:6X100MM AL TPN 50%N 800W 65KA | 1 | 17681.73 | 17681.73 | 20192.5357 | F31C0223
8 | ZLINK-1PKT,TPN 100% N,SF PANEL | 1 | 1811.0407 | 1811.0407 | 2068.2085 | Q3470113
9 | INTERPANEL BARRIER STD.& SUP SF PANEL | 1 | 4057.41 | 4057.41 | 4633.5622 | Q3550101
| Panel Code : 04-TF900,2430MMH,800 MMW |  | Total : | 217432.1178 | 248307.4785 |  | TOP
1 | TF900 PANEL STRUCTURE, 800MMWIDTH | 1 | 141309.62 | 141309.62 | 161375.586 | F3010006
2 | GLAND PLATE -3MM,MS,TF900 | 1 | 5592.815 | 5592.815 | 6386.9947 | F3110105
3 | 1: AOC FOR 800W | 1 | 21692.52 | 21692.52 | 24772.8578 | F3120110
4 | BUSBAR-2:6X100MM AL TPN 50%N 800W 65KA | 1 | 17681.73 | 17681.73 | 20192.5357 | F31C0223
5 | AUX BUS-10:3X6MM CU 800 W | 1 | 2270.12 | 2270.12 | 2592.477 | F33A0119
6 | HORZ EBAR- TF, 6X50 CU TINNED, 800W | 1 | 4285.44 | 4285.44 | 4893.9725 | F3700103
7 | I/C DIRECT LINK 800/1000A,4P AL : Feeder rating = 1250A 3:6X75 | 1 | 14322.2082 | 14322.2082 | 16355.9618 | F3A60109
8 | 800/1000A,4P AL : Feeder rating = 1250A 2:6x100 | 1 | 5492.478 | 5492.478 | 6272.4099 | F3B30111
9 | EXTRA FOR AOC 800A/1000A,4P AL (1:6/100 AL) : Feeder rating = 1250A 2:6x100 | 1 | 4785.1865 | 4785.1865 | 5464.683 | F3B50110
| Panel Code : 05-TF900,2430MMH,320 MMW |  | Total : | 81959.715 | 93597.9945 |  | TOP
1 | TF900 PANEL STRUCTURE, 320MMWIDTH | 1 | 61950.26 | 61950.26 | 70747.1969 | F3020003
2 | GLAND PLATE -3MM,MS,TF900 | 1 | 5592.815 | 5592.815 | 6386.9947 | F3110105
3 | BUSBAR-2:6X100MM AL TPN 50%N 320W 65KA | 1 | 11216.45 | 11216.45 | 12809.1859 | F31C0225
4 | AUX BUS-10:3X6MM CU 320 W | 1 | 1348.15 | 1348.15 | 1539.5873 | F33A0140
5 | HORZ EBAR- TF, 6X50 CU TINNED, 320W | 1 | 1852.04 | 1852.04 | 2115.0297 | F3730103
| Panel Code : 06-TF900,2430MMH,800 MMW |  | Total : | 199683.798 | 228038.8973 |  | TOP
1 | TF900 PANEL STRUCTURE, 800MMWIDTH | 1 | 141309.62 | 141309.62 | 161375.586 | F3010006
2 | GLAND PLATE, 3MM SS, TF900-800W | 1 | 4232.4 | 4232.4 | 4833.4008 | F3110102
3 | BUSBAR-2:6X100MM AL TPN 50%N 800W 65KA | 1 | 17681.73 | 17681.73 | 20192.5357 | F31C0223
4 | AUX BUS-10:3X6MM CU 800 W | 1 | 2270.12 | 2270.12 | 2592.477 | F33A0119
5 | HORZ EBAR- TF, 6X50 CU TINNED, 800W | 1 | 4285.44 | 4285.44 | 4893.9725 | F3700103
6 | I/C DIRECT LINK 800/1000A,4P AL : Feeder rating = 1250A 3:6X75 | 1 | 14322.2082 | 14322.2082 | 16355.9618 | F3A60109
7 | LINK_BC_TF_A : Feeder rating = 1250A 3:6X75 | 1 | 15582.2798 | 15582.2798 | 17794.9635 | F3D10119
| Panel Code : 07-TF900,2430MMH,800 MMW |  | Total : | 217432.1178 | 248307.4785 |  | TOP
1 | TF900 PANEL STRUCTURE, 800MMWIDTH | 1 | 141309.62 | 141309.62 | 161375.586 | F3010006
2 | GLAND PLATE -3MM,MS,TF900 | 1 | 5592.815 | 5592.815 | 6386.9947 | F3110105
3 | 1: AOC FOR 800W | 1 | 21692.52 | 21692.52 | 24772.8578 | F3120110
4 | BUSBAR-2:6X100MM AL TPN 50%N 800W 65KA | 1 | 17681.73 | 17681.73 | 20192.5357 | F31C0223
5 | AUX BUS-10:3X6MM CU 800 W | 1 | 2270.12 | 2270.12 | 2592.477 | F33A0119
6 | HORZ EBAR- TF, 6X50 CU TINNED, 800W | 1 | 4285.44 | 4285.44 | 4893.9725 | F3700103
7 | I/C DIRECT LINK 800/1000A,4P AL : Feeder rating = 1250A 3:6X75 | 1 | 14322.2082 | 14322.2082 | 16355.9618 | F3A60109
8 | 800/1000A,4P AL : Feeder rating = 1250A 2:6x100 | 1 | 5492.478 | 5492.478 | 6272.4099 | F3B30111
9 | EXTRA FOR AOC 800A/1000A,4P AL (1:6/100 AL) : Feeder rating = 1250A 2:6x100 | 1 | 4785.1865 | 4785.1865 | 5464.683 | F3B50110
| Panel Code : 10-TQ3,800 MM,644MM |  | Total : | 160415.2178 | 183194.1787 |  | TOP
1 | TQ3 PANEL,SF,D/O FORM-IV, 800W,65/80KA | 1 | 91499.33 | 91499.33 | 104492.2349 | Q3210005
2 | VEBAR 5X20 AL TQ/TF | 1 | 395.48 | 395.48 | 451.6382 | Q3260103
3 | HORZ EBAR- TF, 6X50 CU TINNED, 800W | 1 | 4285.44 | 4285.44 | 4893.9725 | F3700103
4 | GLAND PLATE TQ3-3MM SS-SF | 1 | 1080.74 | 1080.74 | 1234.2051 | Q3290106
5 | DROPPER : TQ3 FRONT 12X50 AL TPN 100% N FORM IV 65KA | 1 | 30329.3771 | 30329.3771 | 34636.1486 | Q3310141
6 | AUX BUS-10:3X6MM CU 800 W | 1 | 2270.12 | 2270.12 | 2592.477 | F33A0119
7 | BUSBAR-2:6X100MM AL TPN 50%N 800W 65KA | 1 | 17681.73 | 17681.73 | 20192.5357 | F31C0223
8 | ZLINK-1PKT,TPN 100% N,SF PANEL | 1 | 1811.0407 | 1811.0407 | 2068.2085 | Q3470113
9 | END COVERS LHS,TQ3,SF,30MM | 1 | 7004.55 | 7004.55 | 7999.1961 | Q3680103
10 | INTERPANEL BARRIER STD.& SUP SF PANEL | 1 | 4057.41 | 4057.41 | 4633.5622 | Q3550101
Electrical Systems & Equipments

## SYRE012
Detailed Tender Report
SO No : |  |  |  |  | Tender Code : | 400087
Customer : | HPCL ,VISAKHAPATNAM |  |  |  | Folder : | APR 19
Project : | ELECTRICAL PACKAGE FOR NAPTHA ISOMERIZATION UNIT |  |  |  | Report Date : | 2019-06-10
Consultant : | TECHNIP |  |  |  | Revision No :
MBOM No : | SCQF344 |  |  |  | Estimated By : | KJ
Note: Items marked 'N' are not found in the cost folder. Hence, costs are added manually.
Items marked 'X' are extra items added separately at the end of costing. | [5 empty] | << BACK
Sr. No. | Item Description | Quantity | Unit Cost | Cost | Cost_PGOH | Cost SrNo.
Board Estimates
| Board Code : SYRE012 |  | Total : | 14545986.4853 | 15771697.9852
1 | E-122-C MCCB C | 2 | 69963.7505 | 139927.5011 | 159797.2062
2 | E-22-C MCCB C | 8 | 87878.2405 | 703025.9242 | 802855.6055
3 | E-221-AI I/C-1 | 1 | 439103.18 | 439103.18 | 501455.8316
4 | E-222-AB EPC B/C | 1 | 523117.22 | 523117.22 | 597399.8652
5 | E-223-AI EPC I/C | 1 | 423243.2 | 423243.2 | 483343.7344
6 | E-3-O MCCB ELR | 3 | 65944.468 | 197833.404 | 225925.7473
7 | E-303-GV MCC Line VT | 2 | 24075.6 | 48151.2 | 54988.6704
8 | E-304-GV MCC Bus VT | 2 | 24075.6 | 48151.2 | 54988.6704
9 | E-317-FG ETHERNET | 1 | 1764364.703 | 1764364.703 | 1175534.4909
10 | E-4-O MCCB ELR | 1 | 77895.4911 | 77895.4911 | 88956.6508
11 | E-402-GM | 2 | 14452.7282 | 28905.4564 | 33010.0313
12 | E-41-D FVNR | 4 | 122151.2 | 488604.8 | 557986.6816
13 | E-44-D FVNR | 4 | 123872.91 | 495491.64 | 565851.4529
14 | E-46-D FVNR | 2 | 123872.91 | 247745.82 | 282925.7264
15 | E-47-D FVNR | 7 | 126169.6 | 883187.2 | 1008599.7824
16 | E-48-D FVNR | 5 | 125803.03 | 629015.15 | 718335.3013
17 | E-49-D FVNR | 3 | 125803.03 | 377409.09 | 431001.1808
18 | E-504-O MCCB ELR | 1 | 82275.0111 | 82275.0111 | 93958.0626
19 | E-51-D FVNR | 2 | 126128.45 | 252256.9 | 288077.3798
20 | E-52-D FVNR | 4 | 129122.4 | 516489.6 | 589831.1232
21 | E-53-D FVNR | 2 | 129870.4 | 259740.8 | 296623.9936
22 | E-54-D FVNR | 1 | 133618.81 | 133618.81 | 152592.681
23 | E-55-D FVNR | 4 | 144942.63 | 579770.52 | 662097.9338
24 | E-56-D | 3 | 146483.9463 | 439451.839 | 501854.0001
25 | E-58-D | 3 | 134864.35 | 404593.05 | 462045.2631
26 | E-7-O MCCB | 2 | 79030.73 | 158061.46 | 180506.1873
27 | E-8-O MCCB | 1 | 81418.84 | 81418.84 | 92980.3153
28 | 01-TQ3,800 MM,644MM | 1 | 204216.2429 | 204216.2429 | 233214.9494
29 | 02,03,04,06,07,08,09,14,15,16,18,19,20-TQ3,800 MM,644MM | 13 | 157709.4778 | 2050223.2114 | 2341354.9074
30 | 05,17-TQ3,800 MM,644MM | 2 | 125569.06 | 251138.12 | 286799.733
31 | 10-TF900,2430MMH,800 MMW | 1 | 228357.3407 | 228357.3407 | 260784.0831
32 | 11-TF900,2430MMH,320 MMW | 1 | 83482.355 | 83482.355 | 95336.8494
33 | 12-TF900,2430MMH,800 MMW | 1 | 212213.2606 | 212213.2606 | 242347.5436
34 | 13-TF900,2430MMH,800 MMW | 1 | 228357.3407 | 228357.3407 | 260784.0831
35 | 21-TQ3,800 MM,644MM | 1 | 164714.0278 | 164714.0278 | 188103.4197
36 | (BLI)SYRE012() | 1 | 489427.3562 | 489427.3562 | 558477.4598
37 | (BLI)SYRE012(TF900) | 1 | 56037.31 | 56037.31 | 63994.608
38 | (BLI)SYRE012(TQ3) | 1 | 154970.91 | 154970.91 | 176976.7792
Board Level Items
| Board Code : (BLI)SYRE012() |  | Total : | 489427.3562 | 558477.4598 |  | TOP
1 | 600MM SIZE SS BARRIER 800W | 2 | 1799.02 | 3598.04 | 4108.9617 | F3G30103
2 | 600MM SIZE SS BARRIER 320W | 3 | 719.61 | 2158.83 | 2465.3839 | F3G30115
3 | BUSBAR FISH PLATES 3:6X100MM AL-TPN | 7 | 2432.65 | 17028.55 | 19446.6041 | F3G80103
4 | FISH PLATE JOINT SHROUDS FOR 1PKT TPN-6X100MM BUSBARS | 7 | 882.41 | 6176.87 | 7053.9855 | F3H10102
5 | AUX BUS FISH PLATE-10:3X6MM CU | 7 | 1568.64 | 10980.48 | 12539.7082 | F3H30122
6 | 450MM SIZE SS BARRIER 800W | 3 | 1338.73 | 4016.19 | 4586.489 | F3G30102
8 | HT BOLTS & NUTS | 1 | 70421.12 | 70421.12 | 80420.919
9 | FLAPS COST | 21 | 1365 | 28665 | 32735.43 |  | 5kg*91*3
10 | COMMUNICATION WIRING COST | 71 | 2728 | 193688 | 221191.696
11 | VENDOR ASSEMBLY COST | 410 | 15 | 6150 | 6980.25 | N
12 | CONTROL WIRING FOR MTBFEEDER - 1.5 SQ.MM | 410 | 141.3 | 57933 | 65753.955 | TH004299
13 | ELMEX: SUT 4 | 410 | 31.3674 | 12860.634 | 14686.844 | C2C30141
14 | VACANT COMPT 100MM | 26 | 2913.4862 | 75750.6422 | 86507.2334 | Q3720101
| Board Code : (BLI)SYRE012(TF900) |  | Total : | 56037.31 | 63994.608 |  | TOP
1 | TF900 CRATE PKG 2430 H 1920 W 1244 D ALL | 1 | 28459.79 | 28459.79 | 32501.0802 | PKG00430
2 | TF900 CRATE PKG 2430 H 800 W 1244 D ALL | 1 | 19856.37 | 19856.37 | 22675.9745 | PKG00410
3 | BUSBAR AND DROPPER JOINT SHROUDS 6X100MM BUSBARS-TPN | 5 | 1544.23 | 7721.15 | 8817.5533 | F3320102
| Board Code : (BLI)SYRE012(TQ3) |  | Total : | 154970.91 | 176976.7792 |  | TOP
1 | BUSBAR AND DROPPER JOINT SHROUD 1 PKT 6X100-TPN | 2 | 557.86 | 1115.72 | 1274.1522 | Q3490102
2 | TQ3 CRATE PKG 2430 H 2400 W 644 D ALL | 5 | 26687 | 133435 | 152382.77 | PKG00371
3 | TQ3 CRATE PKG 2430 H 1600 W 644 D ALL | 1 | 20420.19 | 20420.19 | 23319.857 | PKG00370
Panel Level Items
| Panel Code : 01-TQ3,800 MM,644MM |  | Total : | 204216.2429 | 233214.9494 |  | TOP
1 | TQ3 PANEL,SF,D/O FORM-IV, 800W,65/80KA | 1 | 91499.33 | 91499.33 | 104492.2349 | Q3210005
2 | VEBAR 5X20 AL TQ/TF | 1 | 395.48 | 395.48 | 451.6382 | Q3260103
3 | HORZ EBAR- TF, 6X50 CU TINNED, 800W | 1 | 4285.44 | 4285.44 | 4893.9725 | F3700103
4 | GLAND PLATE TQ3-3MM SS-SF | 1 | 1080.74 | 1080.74 | 1234.2051 | Q3290106
5 | DROPPER : TQ3 FRONT 12X50 AL TPN 100% N FORM IV 65KA | 1 | 30329.3771 | 30329.3771 | 34636.1486 | Q3310141
6 | AUX BUS-10:3X6MM CU 800 W | 1 | 2270.12 | 2270.12 | 2592.477 | F33A0119
7 | BUSBAR-3:6X100MM AL TPN 50%N 800W 65KA | 1 | 21980.54 | 21980.54 | 25101.7767 | F31C0229
8 | ZLINK-1PKT,TPN 100% N,SF PANEL | 1 | 1811.0407 | 1811.0407 | 2068.2085 | Q3470113
9 | END COVERS LHS,TQ3,SF,30MM | 1 | 7004.55 | 7004.55 | 7999.1961 | Q3680101
10 | INTERPANEL BARRIER STD.& SUP SF PANEL | 1 | 4057.41 | 4057.41 | 4633.5622 | Q3550101
11 | 60W SPACE HEATER | 17 | 297.77 | 5062.09 | 5780.9068 | C2D90110
12 | 150W SPACE HEATER | 3 | 368.375 | 1105.1251 | 1262.0529 | C2D90111
13 | THERMOSTAT | 20 | 257.32 | 5146.4 | 5877.1888 | C2D90112
14 | EXORA MCB 2P 2A "C" Curve 10kA | 20 | 524.07 | 10481.4 | 11969.7588 | C2760132
15 | HEATER PLUG:16A,240VAC,GREY (OP01W16) | 20 | 201 | 4020 | 4590.84 | N
16 | HEATER SOCKET:ANCHOR,6/16A 6PIN SOCKET-39995 | 20 | 261 | 5220 | 5961.24 | N
17 | EXORA MCB 2P 16A "C" Curve 10kA | 20 | 423.36 | 8467.2 | 9669.5424 | C2760108
| Panel Code : 02,03,04,06,07,08,09,14,15,16,18,19,20-TQ3,800 MM,644MM |  | Total : | 157709.4778 | 180104.2236 |  | TOP
1 | TQ3 PANEL,SF,D/O FORM-IV, 800W,65/80KA | 1 | 91499.33 | 91499.33 | 104492.2349 | Q3210005
2 | VEBAR 5X20 AL TQ/TF | 1 | 395.48 | 395.48 | 451.6382 | Q3260103
3 | HORZ EBAR- TF, 6X50 CU TINNED, 800W | 1 | 4285.44 | 4285.44 | 4893.9725 | F3700103
4 | GLAND PLATE TQ3-3MM SS-SF | 1 | 1080.74 | 1080.74 | 1234.2051 | Q3290106
5 | DROPPER : TQ3 FRONT 12X50 AL TPN 100% N FORM IV 65KA | 1 | 30329.3771 | 30329.3771 | 34636.1486 | Q3310141
6 | AUX BUS-10:3X6MM CU 800 W | 1 | 2270.12 | 2270.12 | 2592.477 | F33A0119
7 | BUSBAR-3:6X100MM AL TPN 50%N 800W 65KA | 1 | 21980.54 | 21980.54 | 25101.7767 | F31C0229
8 | ZLINK-1PKT,TPN 100% N,SF PANEL | 1 | 1811.0407 | 1811.0407 | 2068.2085 | Q3470113
9 | INTERPANEL BARRIER STD.& SUP SF PANEL | 1 | 4057.41 | 4057.41 | 4633.5622 | Q3550101
| Panel Code : 05,17-TQ3,800 MM,644MM |  | Total : | 125569.06 | 143399.8665 |  | TOP
1 | TQ3 PANEL,SF,D/O FORM-IV, 800W,65/80KA | 1 | 91499.33 | 91499.33 | 104492.2349 | Q3210005
2 | VEBAR 5X20 AL TQ/TF | 1 | 395.48 | 395.48 | 451.6382 | Q3260103
3 | HORZ EBAR- TF, 6X50 CU TINNED, 800W | 1 | 4285.44 | 4285.44 | 4893.9725 | F3700103
4 | GLAND PLATE TQ3-3MM SS-SF | 1 | 1080.74 | 1080.74 | 1234.2051 | Q3290106
5 | AUX BUS-10:3X6MM CU 800 W | 1 | 2270.12 | 2270.12 | 2592.477 | F33A0119
6 | BUSBAR-3:6X100MM AL TPN 50%N 800W 65KA | 1 | 21980.54 | 21980.54 | 25101.7767 | F31C0229
8 | INTERPANEL BARRIER STD.& SUP SF PANEL | 1 | 4057.41 | 4057.41 | 4633.5622 | Q3550101
| Panel Code : 10-TF900,2430MMH,800 MMW |  | Total : | 228357.3407 | 260784.0831 |  | TOP
1 | TF900 PANEL STRUCTURE, 800MMWIDTH | 1 | 141309.62 | 141309.62 | 161375.586 | F3010006
2 | GLAND PLATE -3MM,MS,TF900 | 1 | 5592.815 | 5592.815 | 6386.9947 | F3110105
3 | 1: AOC FOR 800W | 1 | 21692.52 | 21692.52 | 24772.8578 | F3120110
4 | BUSBAR-3:6X100MM AL TPN 50%N 800W 65KA | 1 | 21980.54 | 21980.54 | 25101.7767 | F31C0229
5 | AUX BUS-10:3X6MM CU 800 W | 1 | 2270.12 | 2270.12 | 2592.477 | F33A0119
6 | HORZ EBAR- TF, 6X50 CU TINNED, 800W | 1 | 4285.44 | 4285.44 | 4893.9725 | F3700103
7 | I/C DIRECT LINK 800/1000A,4P AL : Feeder rating = 1250A 4:6X75 | 1 | 17096.9912 | 17096.9912 | 19524.764 | F3A60108
8 | 800/1000A,4P AL : Feeder rating = 1250A 2:6x150 | 1 | 7495.9252 | 7495.9252 | 8560.3465 | F3B30110
9 | EXTRA FOR AOC 800A/1000A,4P AL (1:6/100 AL) : Feeder rating = 1250A 2:6x150 | 1 | 6633.3694 | 6633.3694 | 7575.3078 | F3B50118
| Panel Code : 11-TF900,2430MMH,320 MMW |  | Total : | 83482.355 | 95336.8494 |  | TOP
1 | TF900 PANEL STRUCTURE, 320MMWIDTH | 1 | 61950.26 | 61950.26 | 70747.1969 | F3020003
2 | GLAND PLATE -3MM,MS,TF900 | 1 | 5592.815 | 5592.815 | 6386.9947 | F3110105
3 | BUSBAR-3:6X100MM AL TPN 50%N 320W 65KA | 1 | 12739.09 | 12739.09 | 14548.0408 | F31C0231
4 | AUX BUS-10:3X6MM CU 320 W | 1 | 1348.15 | 1348.15 | 1539.5873 | F33A0140
5 | HORZ EBAR- TF, 6X50 CU TINNED, 320W | 1 | 1852.04 | 1852.04 | 2115.0297 | F3730103
| Panel Code : 12-TF900,2430MMH,800 MMW |  | Total : | 212213.2606 | 242347.5436 |  | TOP
1 | TF900 PANEL STRUCTURE, 800MMWIDTH | 1 | 141309.62 | 141309.62 | 161375.586 | F3010006
2 | GLAND PLATE, 3MM SS, TF900-800W | 1 | 4232.4 | 4232.4 | 4833.4008 | F3110102
3 | BUSBAR-3:6X100MM AL TPN 50%N 800W 65KA | 1 | 21980.54 | 21980.54 | 25101.7767 | F31C0229
4 | AUX BUS-10:3X6MM CU 800 W | 1 | 2270.12 | 2270.12 | 2592.477 | F33A0119
5 | HORZ EBAR- TF, 6X50 CU TINNED, 800W | 1 | 4285.44 | 4285.44 | 4893.9725 | F3700103
6 | I/C DIRECT LINK 800/1000A,4P AL : Feeder rating = 1250A 4:6X75 | 1 | 17096.9912 | 17096.9912 | 19524.764 | F3A60108
7 | LINK_BC_TF_A : Feeder rating = 1250A 4:6X75 | 1 | 21038.1494 | 21038.1494 | 24025.5666 | F3D10110
| Panel Code : 13-TF900,2430MMH,800 MMW |  | Total : | 228357.3407 | 260784.0831 |  | TOP
1 | TF900 PANEL STRUCTURE, 800MMWIDTH | 1 | 141309.62 | 141309.62 | 161375.586 | F3010006
2 | GLAND PLATE -3MM,MS,TF900 | 1 | 5592.815 | 5592.815 | 6386.9947 | F3110105
3 | 1: AOC FOR 800W | 1 | 21692.52 | 21692.52 | 24772.8578 | F3120110
4 | BUSBAR-3:6X100MM AL TPN 50%N 800W 65KA | 1 | 21980.54 | 21980.54 | 25101.7767 | F31C0229
5 | AUX BUS-10:3X6MM CU 800 W | 1 | 2270.12 | 2270.12 | 2592.477 | F33A0119
6 | HORZ EBAR- TF, 6X50 CU TINNED, 800W | 1 | 4285.44 | 4285.44 | 4893.9725 | F3700103
7 | I/C DIRECT LINK 800/1000A,4P AL : Feeder rating = 1250A 4:6X75 | 1 | 17096.9912 | 17096.9912 | 19524.764 | F3A60108
8 | 800/1000A,4P AL : Feeder rating = 1250A 2:6x150 | 1 | 7495.9252 | 7495.9252 | 8560.3465 | F3B30110
9 | EXTRA FOR AOC 800A/1000A,4P AL (1:6/100 AL) : Feeder rating = 1250A 2:6x150 | 1 | 6633.3694 | 6633.3694 | 7575.3078 | F3B50118
| Panel Code : 21-TQ3,800 MM,644MM |  | Total : | 164714.0278 | 188103.4197 |  | TOP
1 | TQ3 PANEL,SF,D/O FORM-IV, 800W,65/80KA | 1 | 91499.33 | 91499.33 | 104492.2349 | Q3210005
2 | VEBAR 5X20 AL TQ/TF | 1 | 395.48 | 395.48 | 451.6382 | Q3260103
3 | HORZ EBAR- TF, 6X50 CU TINNED, 800W | 1 | 4285.44 | 4285.44 | 4893.9725 | F3700103
4 | GLAND PLATE TQ3-3MM SS-SF | 1 | 1080.74 | 1080.74 | 1234.2051 | Q3290106
5 | DROPPER : TQ3 FRONT 12X50 AL TPN 100% N FORM IV 65KA | 1 | 30329.3771 | 30329.3771 | 34636.1486 | Q3310141
6 | AUX BUS-10:3X6MM CU 800 W | 1 | 2270.12 | 2270.12 | 2592.477 | F33A0119
7 | BUSBAR-3:6X100MM AL TPN 50%N 800W 65KA | 1 | 21980.54 | 21980.54 | 25101.7767 | F31C0229
8 | ZLINK-1PKT,TPN 100% N,SF PANEL | 1 | 1811.0407 | 1811.0407 | 2068.2085 | Q3470113
9 | END COVERS LHS,TQ3,SF,30MM | 1 | 7004.55 | 7004.55 | 7999.1961 | Q3680103
10 | INTERPANEL BARRIER STD.& SUP SF PANEL | 1 | 4057.41 | 4057.41 | 4633.5622 | Q3550101
Electrical Systems & Equipments

## SYRD130
Detailed Tender Report
SO No : |  |  |  |  | Tender Code : | 400087
Customer : | HPCL ,VISAKHAPATNAM |  |  |  | Folder : | APR 19
Project : | ELECTRICAL PACKAGE FOR NAPTHA ISOMERIZATION UNIT |  |  |  | Report Date : | 2019-06-10
Consultant : | TECHNIP |  |  |  | Revision No :
MBOM No : | SCQF344 |  |  |  | Estimated By : | KJ
Note: Items marked 'N' are not found in the cost folder. Hence, costs are added manually.
Items marked 'X' are extra items added separately at the end of costing. | [5 empty] | << BACK
Sr. No. | Item Description | Quantity | Unit Cost | Cost | Cost_PGOH | Cost SrNo.
Board Estimates
| Board Code : SYRD130 |  | Total : | 1481102.4857 | 1691419.0387
1 | E-32-C MCCB C | 7 | 80606.6805 | 564246.7637 | 644369.8042
2 | E-61-I ELDB I/C | 1 | 62710.24 | 62710.24 | 71615.0941
3 | E-62-B ELDB B/C | 1 | 36898.05 | 36898.05 | 42137.5731
4 | E-63-I ELDB I/C | 1 | 62710.24 | 62710.24 | 71615.0941
5 | E-64-GM AC CKT | 1 | 8600.2573 | 8600.2573 | 9821.4939
6 | E-65-GM DC CKT | 1 | 28952.343 | 28952.343 | 33063.5757
7 | E-66-GM CENTRALIZED MODULE | 1 | 20675.063 | 20675.063 | 23610.922
8 | E-70-GM AUX CKT | 1 | 45780.783 | 45780.783 | 52281.6542
9 | 01-TQ3,800 MM,644MM | 1 | 146275.0582 | 146275.0582 | 167046.1165
10 | 02,03-TQ3,800 MM,644MM | 2 | 131412.4282 | 262824.8564 | 300145.986
11 | 04-TQ3,800 MM,644MM | 1 | 138416.9782 | 138416.9782 | 158072.1891
12 | (BLI)SYRD130() | 1 | 60165.4628 | 60165.4628 | 68708.9586
13 | (BLI)SYRD130(TQ3) | 1 | 42846.39 | 42846.39 | 48930.5774
Board Level Items
| Board Code : (BLI)SYRD130() |  | Total : | 60165.4628 | 68708.9586 |  | TOP
1 | AUX BUS FISH PLATE-4:3X6MM CU | 1 | 627.46 | 627.46 | 716.5593 | F3H30116
2 | FISH PLATE JOINT SHROUDS FOR 1PKT TPN-6X100MM BUSBARS | 1 | 882.41 | 882.41 | 1007.7122 | F3H10102
3 | BUSBAR FISH PLATES 1:6X100MM AL-TPN | 1 | 810.88 | 810.88 | 926.025 | F3G80101
4 | HT BOLTS & NUTS | 1 | 5487.36 | 5487.36 | 6266.5651
5 | FLAPS COST | 4 | 1365 | 5460 | 6235.32 |  | 5kg*91*3
6 | COMMUNICATION WIRING COST | 10 | 2728 | 27280 | 31153.76
7 | VACANT COMPT 100MM | 1 | 2913.4862 | 2913.4862 | 3327.2013 | Q3720101
8 | D/O VACANT COMPT 200MM | 2 | 3597.0665 | 7194.1331 | 8215.7 | Q3700102
16 | D/O VACANT COMPT 400MM | 1 | 4553.2634 | 4553.2634 | 5199.8268 | Q3700104
9 | D/O VACANT COMPT 500MM | 1 | 4956.4701 | 4956.4701 | 5660.2888 | Q3700105
| Board Code : (BLI)SYRD130(TQ3) |  | Total : | 42846.39 | 48930.5774 |  | TOP
1 | BUSBAR AND DROPPER JOINT SHROUD 1 PKT 6X100-TPN | 1 | 557.86 | 557.86 | 637.0761 | Q3490102
2 | TQ3 CRATE PKG 2430 H 2400 W 644 D ALL | 1 | 26687 | 26687 | 30476.554 | PKG00371
3 | TQ3 CRATE PKG 2430 H 800 W 644 D ALL | 1 | 15601.53 | 15601.53 | 17816.9473 | PKG00369
Panel Level Items
| Panel Code : 01-TQ3,800 MM,644MM |  | Total : | 146275.0582 | 167046.1165 |  | TOP
1 | TQ3 PANEL,SF,D/O FORM-IV, 800W,50KA | 1 | 89488.264 | 89488.264 | 102195.5975 | Q3210006
2 | VEBAR 5X20 AL TQ/TF | 1 | 395.48 | 395.48 | 451.6382 | Q3260103
3 | HORZ EBAR- TF, 6X50 CU TINNED, 800W | 1 | 4285.44 | 4285.44 | 4893.9725 | F3700103
4 | GLAND PLATE TQ3-3MM SS-SF | 1 | 1080.74 | 1080.74 | 1234.2051 | Q3290106
5 | DROPPER : TQ3 FRONT 12X50 AL TPN 50% N FORM IV 50KA | 1 | 14762.4242 | 14762.4242 | 16858.6885 | Q3310149
6 | AUX BUS-4:3X6MM CU 800 W | 1 | 1310.23 | 1310.23 | 1496.2827 | F33A0113
7 | BUSBAR-1:6X100MM AL TPN 50%N 800W 65KA | 1 | 14457.62 | 14457.62 | 16510.602 | F31C0217
8 | ZLINK-1PKT,TPN 50% N,SF PANEL | 1 | 1574.82 | 1574.82 | 1798.4444 | Q3470102
9 | END COVERS LHS,TQ3,SF,30MM | 1 | 7004.55 | 7004.55 | 7999.1961 | Q3680101
10 | INTERPANEL BARRIER STD.& SUP SF PANEL | 1 | 4057.41 | 4057.41 | 4633.5622 | Q3550101
11 | 60W SPACE HEATER | 4 | 297.77 | 1191.08 | 1360.2134 | C2D90110
12 | THERMOSTAT | 4 | 257.32 | 1029.28 | 1175.4378 | C2D90112
13 | EXORA MCB 2P 2A "C" Curve 10kA | 4 | 524.07 | 2096.28 | 2393.9518 | C2760132
14 | HEATER PLUG:16A,240VAC,GREY (OP01W16) | 4 | 201 | 804 | 918.168 | N
15 | HEATER SOCKET:ANCHOR,6/16A 6PIN SOCKET-39995 | 4 | 261 | 1044 | 1192.248 | N
16 | EXORA MCB 2P 16A "C" Curve 10kA | 4 | 423.36 | 1693.44 | 1933.9085 | C2760108
| Panel Code : 02,03-TQ3,800 MM,644MM |  | Total : | 131412.4282 | 150072.993 |  | TOP
1 | TQ3 PANEL,SF,D/O FORM-IV, 800W,50KA | 1 | 89488.264 | 89488.264 | 102195.5975 | Q3210006
2 | VEBAR 5X20 AL TQ/TF | 1 | 395.48 | 395.48 | 451.6382 | Q3260103
3 | HORZ EBAR- TF, 6X50 CU TINNED, 800W | 1 | 4285.44 | 4285.44 | 4893.9725 | F3700103
4 | GLAND PLATE TQ3-3MM SS-SF | 1 | 1080.74 | 1080.74 | 1234.2051 | Q3290106
5 | DROPPER : TQ3 FRONT 12X50 AL TPN 50% N FORM IV 50KA | 1 | 14762.4242 | 14762.4242 | 16858.6885 | Q3310149
6 | AUX BUS-4:3X6MM CU 800 W | 1 | 1310.23 | 1310.23 | 1496.2827 | F33A0113
7 | BUSBAR-1:6X100MM AL TPN 50%N 800W 65KA | 1 | 14457.62 | 14457.62 | 16510.602 | F31C0217
8 | ZLINK-1PKT,TPN 50% N,SF PANEL | 1 | 1574.82 | 1574.82 | 1798.4444 | Q3470102
9 | INTERPANEL BARRIER STD.& SUP SF PANEL | 1 | 4057.41 | 4057.41 | 4633.5622 | Q3550101
| Panel Code : 04-TQ3,800 MM,644MM |  | Total : | 138416.9782 | 158072.1891 |  | TOP
1 | TQ3 PANEL,SF,D/O FORM-IV, 800W,50KA | 1 | 89488.264 | 89488.264 | 102195.5975 | Q3210006
2 | VEBAR 5X20 AL TQ/TF | 1 | 395.48 | 395.48 | 451.6382 | Q3260103
3 | HORZ EBAR- TF, 6X50 CU TINNED, 800W | 1 | 4285.44 | 4285.44 | 4893.9725 | F3700103
4 | GLAND PLATE TQ3-3MM SS-SF | 1 | 1080.74 | 1080.74 | 1234.2051 | Q3290106
5 | DROPPER : TQ3 FRONT 12X50 AL TPN 50% N FORM IV 50KA | 1 | 14762.4242 | 14762.4242 | 16858.6885 | Q3310149
6 | AUX BUS-4:3X6MM CU 800 W | 1 | 1310.23 | 1310.23 | 1496.2827 | F33A0113
7 | BUSBAR-1:6X100MM AL TPN 50%N 800W 65KA | 1 | 14457.62 | 14457.62 | 16510.602 | F31C0217
8 | ZLINK-1PKT,TPN 50% N,SF PANEL | 1 | 1574.82 | 1574.82 | 1798.4444 | Q3470102
9 | END COVERS LHS,TQ3,SF,30MM | 1 | 7004.55 | 7004.55 | 7999.1961 | Q3680103
10 | INTERPANEL BARRIER STD.& SUP SF PANEL | 1 | 4057.41 | 4057.41 | 4633.5622 | Q3550101
Electrical Systems & Equipments

## SYRD129
Detailed Tender Report
SO No : |  |  |  |  | Tender Code : | 400087
Customer : | HPCL ,VISAKHAPATNAM |  |  |  | Folder : | APR 19
Project : | ELECTRICAL PACKAGE FOR NAPTHA ISOMERIZATION UNIT |  |  |  | Report Date : | 2019-06-10
Consultant : | TECHNIP |  |  |  | Revision No :
MBOM No : | SCQF344 |  |  |  | Estimated By : | KJ
Note: Items marked 'N' are not found in the cost folder. Hence, costs are added manually.
Items marked 'X' are extra items added separately at the end of costing. | [5 empty] | << BACK
Sr. No. | Item Description | Quantity | Unit Cost | Cost | Cost_PGOH | Cost SrNo.
Board Estimates
| Board Code : SYRD129 |  | Total : | 1934935.2748 | 2209696.0839
1 | E-32-C MCCB C | 10 | 80606.6805 | 806066.8053 | 920528.2917
2 | E-64-GM AC CKT | 1 | 8600.2573 | 8600.2573 | 9821.4939
3 | E-65-GM DC CKT | 1 | 28952.343 | 28952.343 | 33063.5757
4 | E-66-GM CENTRALIZED MODULE | 1 | 20675.063 | 20675.063 | 23610.922
5 | E-67-I MLDB I/C | 1 | 77633.75 | 77633.75 | 88657.7425
6 | E-68-B MLDB B/C | 1 | 63905.88 | 63905.88 | 72980.515
7 | E-69-I MLDB I/C | 1 | 77633.75 | 77633.75 | 88657.7425
8 | E-70-GM AUX CKT | 1 | 45780.783 | 45780.783 | 52281.6542
9 | 01-TQ3,800 MM,644MM | 1 | 148239.5782 | 148239.5782 | 169289.5983
10 | 02,03,04-TQ3,800 MM,644MM | 3 | 131412.4282 | 394237.2846 | 450218.979
11 | 05-TQ3,800 MM,644MM | 1 | 138416.9782 | 138416.9782 | 158072.1891
12 | (BLI)SYRD129() | 1 | 77127.7522 | 77127.7522 | 88079.893
13 | (BLI)SYRD129(TQ3) | 1 | 47665.05 | 47665.05 | 54433.4871
Board Level Items
| Board Code : (BLI)SYRD129() |  | Total : | 77127.7522 | 88079.893 |  | TOP
1 | AUX BUS FISH PLATE-4:3X6MM CU | 1 | 627.46 | 627.46 | 716.5593 | F3H30116
2 | FISH PLATE JOINT SHROUDS FOR 1PKT TPN-6X100MM BUSBARS | 1 | 882.41 | 882.41 | 1007.7122 | F3H10102
3 | BUSBAR FISH PLATES 1:6X100MM AL-TPN | 1 | 810.88 | 810.88 | 926.025 | F3G80101
4 | HT BOLTS & NUTS | 1 | 5487.36 | 5487.36 | 6266.5651
5 | FLAPS COST | 5 | 1365 | 6825 | 7794.15 |  | 5kg*91*3
6 | COMMUNICATION WIRING COST | 15 | 2728 | 40920 | 46730.64
7 | VACANT COMPT 100MM | 2 | 2913.4862 | 5826.9725 | 6654.4026 | Q3720101
8 | D/O VACANT COMPT 200MM | 3 | 3597.0665 | 10791.1996 | 12323.5499 | Q3700102
9 | D/O VACANT COMPT 500MM | 1 | 4956.4701 | 4956.4701 | 5660.2888 | Q3700105
| Board Code : (BLI)SYRD129(TQ3) |  | Total : | 47665.05 | 54433.4871 |  | TOP
1 | BUSBAR AND DROPPER JOINT SHROUD 1 PKT 6X100-TPN | 1 | 557.86 | 557.86 | 637.0761 | Q3490102
2 | TQ3 CRATE PKG 2430 H 2400 W 644 D ALL | 1 | 26687 | 26687 | 30476.554 | PKG00371
3 | TQ3 CRATE PKG 2430 H 1600 W 644 D ALL | 1 | 20420.19 | 20420.19 | 23319.857 | PKG00370
Panel Level Items
| Panel Code : 01-TQ3,800 MM,644MM |  | Total : | 148239.5782 | 169289.5983 |  | TOP
1 | TQ3 PANEL,SF,D/O FORM-IV, 800W,50KA | 1 | 89488.264 | 89488.264 | 102195.5975 | Q3210006
2 | VEBAR 5X20 AL TQ/TF | 1 | 395.48 | 395.48 | 451.6382 | Q3260103
3 | HORZ EBAR- TF, 6X50 CU TINNED, 800W | 1 | 4285.44 | 4285.44 | 4893.9725 | F3700103
4 | GLAND PLATE TQ3-3MM SS-SF | 1 | 1080.74 | 1080.74 | 1234.2051 | Q3290106
5 | DROPPER : TQ3 FRONT 12X50 AL TPN 50% N FORM IV 50KA | 1 | 14762.4242 | 14762.4242 | 16858.6885 | Q3310149
6 | AUX BUS-4:3X6MM CU 800 W | 1 | 1310.23 | 1310.23 | 1496.2827 | F33A0113
7 | BUSBAR-1:6X100MM AL TPN 50%N 800W 65KA | 1 | 14457.62 | 14457.62 | 16510.602 | F31C0217
8 | ZLINK-1PKT,TPN 50% N,SF PANEL | 1 | 1574.82 | 1574.82 | 1798.4444 | Q3470102
9 | END COVERS LHS,TQ3,SF,30MM | 1 | 7004.55 | 7004.55 | 7999.1961 | Q3680101
10 | INTERPANEL BARRIER STD.& SUP SF PANEL | 1 | 4057.41 | 4057.41 | 4633.5622 | Q3550101
11 | 60W SPACE HEATER | 5 | 297.77 | 1488.85 | 1700.2667 | C2D90110
12 | THERMOSTAT | 5 | 257.32 | 1286.6 | 1469.2972 | C2D90112
13 | EXORA MCB 2P 2A "C" Curve 10kA | 5 | 524.07 | 2620.35 | 2992.4397 | C2760132
14 | HEATER PLUG:16A,240VAC,GREY (OP01W16) | 5 | 201 | 1005 | 1147.71 | N
15 | HEATER SOCKET:ANCHOR,6/16A 6PIN SOCKET-39995 | 5 | 261 | 1305 | 1490.31 | N
16 | EXORA MCB 2P 16A "C" Curve 10kA | 5 | 423.36 | 2116.8 | 2417.3856 | C2760108
| Panel Code : 02,03,04-TQ3,800 MM,644MM |  | Total : | 131412.4282 | 150072.993 |  | TOP
1 | TQ3 PANEL,SF,D/O FORM-IV, 800W,50KA | 1 | 89488.264 | 89488.264 | 102195.5975 | Q3210006
2 | VEBAR 5X20 AL TQ/TF | 1 | 395.48 | 395.48 | 451.6382 | Q3260103
3 | HORZ EBAR- TF, 6X50 CU TINNED, 800W | 1 | 4285.44 | 4285.44 | 4893.9725 | F3700103
4 | GLAND PLATE TQ3-3MM SS-SF | 1 | 1080.74 | 1080.74 | 1234.2051 | Q3290106
5 | DROPPER : TQ3 FRONT 12X50 AL TPN 50% N FORM IV 50KA | 1 | 14762.4242 | 14762.4242 | 16858.6885 | Q3310149
6 | AUX BUS-4:3X6MM CU 800 W | 1 | 1310.23 | 1310.23 | 1496.2827 | F33A0113
7 | BUSBAR-1:6X100MM AL TPN 50%N 800W 65KA | 1 | 14457.62 | 14457.62 | 16510.602 | F31C0217
8 | ZLINK-1PKT,TPN 50% N,SF PANEL | 1 | 1574.82 | 1574.82 | 1798.4444 | Q3470102
9 | INTERPANEL BARRIER STD.& SUP SF PANEL | 1 | 4057.41 | 4057.41 | 4633.5622 | Q3550101
| Panel Code : 05-TQ3,800 MM,644MM |  | Total : | 138416.9782 | 158072.1891 |  | TOP
1 | TQ3 PANEL,SF,D/O FORM-IV, 800W,50KA | 1 | 89488.264 | 89488.264 | 102195.5975 | Q3210006
2 | VEBAR 5X20 AL TQ/TF | 1 | 395.48 | 395.48 | 451.6382 | Q3260103
3 | HORZ EBAR- TF, 6X50 CU TINNED, 800W | 1 | 4285.44 | 4285.44 | 4893.9725 | F3700103
4 | GLAND PLATE TQ3-3MM SS-SF | 1 | 1080.74 | 1080.74 | 1234.2051 | Q3290106
5 | DROPPER : TQ3 FRONT 12X50 AL TPN 50% N FORM IV 50KA | 1 | 14762.4242 | 14762.4242 | 16858.6885 | Q3310149
6 | AUX BUS-4:3X6MM CU 800 W | 1 | 1310.23 | 1310.23 | 1496.2827 | F33A0113
7 | BUSBAR-1:6X100MM AL TPN 50%N 800W 65KA | 1 | 14457.62 | 14457.62 | 16510.602 | F31C0217
8 | ZLINK-1PKT,TPN 50% N,SF PANEL | 1 | 1574.82 | 1574.82 | 1798.4444 | Q3470102
9 | END COVERS LHS,TQ3,SF,30MM | 1 | 7004.55 | 7004.55 | 7999.1961 | Q3680103
10 | INTERPANEL BARRIER STD.& SUP SF PANEL | 1 | 4057.41 | 4057.41 | 4633.5622 | Q3550101
Electrical Systems & Equipments

## SYQF346
Detailed Tender Report
SO No : |  |  |  |  | Tender Code : | 400087
Customer : | HPCL ,VISAKHAPATNAM |  |  |  | Folder : | APR 19
Project : | ELECTRICAL PACKAGE FOR NAPTHA ISOMERIZATION UNIT |  |  |  | Report Date : | 2019-06-10
Consultant : | TECHNIP |  |  |  | Revision No :
MBOM No : | SCQF344 |  |  |  | Estimated By : | KJ
Note: Items marked 'N' are not found in the cost folder. Hence, costs are added manually.
Items marked 'X' are extra items added separately at the end of costing. | [5 empty] | << BACK
Sr. No. | Item Description | Quantity | Unit Cost | Cost | Cost_PGOH | Cost SrNo.
Board Estimates
| Board Code : SYQF346 |  | Total : | 18741600.7856 | 21402607.2196
1 | E-104-AO ACB O/G | 2 | 381824.73 | 763649.46 | 872087.6833
2 | E-105-AO ACB O/G | 1 | 380123.73 | 380123.73 | 434101.2997
3 | E-112-AO ACB MOTOR O/G | 6 | 411016.64 | 2466099.84 | 2816286.0173
4 | E-231-AI PCC I/C | 1 | 1106116.82 | 1106116.82 | 1263185.4084
5 | E-232-AB PCC B/C | 1 | 994673.85 | 994673.85 | 1135917.5367
6 | E-233-AI PCC I/C | 1 | 809002.4 | 809002.4 | 923880.7408
7 | E-3-O MCCB ELR | 6 | 65944.468 | 395666.8079 | 451851.4947
8 | E-301-GV PCC Line VT | 2 | 24075.6 | 48151.2 | 54988.6704
9 | E-302-GV PCC Bus VT | 2 | 24075.6 | 48151.2 | 54988.6704
10 | E-311-FG ETHERNET | 1 | 416290.703 | 416290.703 | 475403.9829
11 | E-404-GM | 2 | 5522.3344 | 11044.6688 | 12613.0118
12 | E-654-D FVNR | 2 | 152730.22 | 305460.44 | 348835.8225
13 | E-655-D FVNR | 11 | 171746.55 | 1889212.05 | 2157480.1611
14 | E-703-O MCCB ELR | 4 | 65944.468 | 263777.872 | 301234.3298
15 | E-710-O MCCB ELR | 2 | 84289.9011 | 168579.8021 | 192518.134
16 | E-804-O MCCB ELR | 11 | 83809.9911 | 921909.9018 | 1052821.1078
17 | E-9-O MCCB | 4 | 81507.703 | 326030.812 | 372327.1873
18 | 01-TF3,2430MMH,1050 MMW | 1 | 746659.6488 | 746659.6488 | 852685.3189
19 | 02-TF3,2430MMH,800 MMW | 1 | 350900.7091 | 350900.7091 | 400728.6097
20 | 03,04,05,07,16,17,18,19-TQ3,800 MM,944MM | 8 | 235866.8232 | 1886934.5852 | 2154879.2963
21 | 06-TQ3,800 MM,944MM | 1 | 235866.8232 | 235866.8232 | 269359.912
22 | 08-TF3,2430MMH,800 MMW | 1 | 328952.2711 | 328952.2711 | 375663.4936
23 | 09-TF3,2430MMH,600 MMW | 1 | 211069.51 | 211069.51 | 241041.3804
24 | 10-TF3,2430MMH,1050 MMW | 1 | 678063.2596 | 678063.2596 | 774348.2425
25 | 11-TF3,2430MMH,1050 MMW | 1 | 688804.3985 | 688804.3985 | 786614.6231
26 | 12-TF3,2430MMH,800 MMW | 1 | 314260.6947 | 314260.6947 | 358885.7133
27 | 13-TF3,2430MMH,800 MMW | 1 | 312223.2017 | 312223.2017 | 356558.8964
28 | 14-TF3,2430MMH,800 MMW | 1 | 277390.5804 | 277390.5804 | 316780.0428
29 | 15-TQ3,800 MM,944MM | 1 | 235866.8232 | 235866.8232 | 269359.912
30 | 20-TQ3,800 MM,944MM | 1 | 246344.6722 | 246344.6722 | 281325.6156
31 | (BLI)SYQF346() | 1 | 601656.3205 | 601656.3205 | 686790.6405
32 | (BLI)SYQF346(TF3) | 1 | 187052.24 | 187052.24 | 213613.6581
33 | (BLI)SYQF346(TQ3) | 1 | 125613.49 | 125613.49 | 143450.6056
Board Level Items
| Board Code : (BLI)SYQF346() |  | Total : | 601656.3205 | 686790.6405 |  | TOP
1 | 450MM SIZE SS BARRIER 1050W | 3 | 1740.35 | 5221.05 | 5962.4391 | F3G30106
2 | 600MM SIZE SS BARRIER 1050W | 3 | 2338.72 | 7016.16 | 8012.4547 | F3G30107
3 | 600MM SIZE SS BARRIER 600W | 3 | 1529.16 | 4587.48 | 5238.9022 | F3G30119
4 | BUSBAR FISH PLATES 6:6X150MM AL-TPN | 10 | 7306.46 | 73064.6 | 83439.7732 | F3G80112
5 | FISH PLATE JOINT SHROUDS FOR 2PKT TPN-6X150MM BUSBARS | 10 | 2804.95 | 28049.5 | 32032.529 | F3H10109
6 | AUX BUS FISH PLATE-10:4SQMM CU | 10 | 59.89 | 598.9 | 683.9438 | F3H30112
7 | 600MM SIZE SS BARRIER 800W | 5 | 1799.02 | 8995.1 | 10272.4042 | F3G30103
8 | HT BOLTS & NUTS | 1 | 164620.8 | 164620.8 | 187996.9536
9 | FLAPS COST | 20 | 1365 | 27300 | 31176.6 |  | 5kg*91*3
10 | COMMUNICATION WIRING COST | 60 | 2728 | 163680 | 186922.56
11 | VENDOR ASSEMBLY COST | 275 | 15 | 4125 | 4681.875 | N
12 | CONTROL WIRING FOR MTBFEEDER - 1.5 SQ.MM | 275 | 141.3 | 38857.5 | 44103.2625 | TH004299
13 | ELMEX: SUT 4 | 275 | 31.3674 | 8626.035 | 9850.932 | C2C30141
14 | VACANT COMPT 100MM | 20 | 2913.4862 | 58269.7248 | 66544.0257 | Q3720101
15 | D/O VACANT COMPT 300MM | 1 | 4091.2073 | 4091.2073 | 4672.1587 | Q3700103
16 | D/O VACANT COMPT 400MM | 1 | 4553.2634 | 4553.2634 | 5199.8268 | Q3700104
| Board Code : (BLI)SYQF346(TF3) |  | Total : | 187052.24 | 213613.6581 |  | TOP
1 | TF3 CRATE PKG 2430 H 1120 W 1744 D ALL | 2 | 26869.61 | 53739.22 | 61370.1892 | PKG00481
2 | TF3 CRATE PKG 2430 H 1600 W 1744 D ALL | 1 | 32039.6 | 32039.6 | 36589.2232 | PKG00472
3 | TF3 CRATE PKG 2430 H 800 W 1744 D ALL | 2 | 24482.67 | 48965.34 | 55918.4183 | PKG00470
4 | TF3 CRATE PKG 2430 H 1600 W 1444 D ALL | 1 | 29498.27 | 29498.27 | 33687.0243 | PKG00468
5 | TF3 CRATE PKG 2430 H 800 W 1444 D ALL | 1 | 22809.81 | 22809.81 | 26048.803 | PKG00466
| Board Code : (BLI)SYQF346(TQ3) |  | Total : | 125613.49 | 143450.6056 |  | TOP
1 | BUSBAR AND DROPPER JOINT SHROUD 2 PKT 6X150-TPN | 10 | 1117.4 | 11174 | 12760.708 | Q3490108
2 | TQ3 CRATE PKG 2430 H 2400 W 944 D ALL | 3 | 30335.57 | 91006.71 | 103929.6628 | PKG00374
3 | TQ3 CRATE PKG 2430 H 1600 W 944 D ALL | 1 | 23432.78 | 23432.78 | 26760.2348 | PKG00373
Panel Level Items
| Panel Code : 01-TF3,2430MMH,1050 MMW |  | Total : | 746659.6488 | 852685.3189 |  | TOP
1 | TF3 PANEL STRUCTURE, 1050MMWIDTH | 1 | 208478.45 | 208478.45 | 238082.3899 | F3010003
2 | GLAND PLATE -3MM,MS,TF3 | 1 | 5592.815 | 5592.815 | 6386.9947 | F3110105
3 | 1: AOC FOR 1050W | 1 | 23153.03 | 23153.03 | 26440.7603 | F3120210
4 | BUSBAR-6:6X150MM AL TPN 50%N 1050W 65KA | 1 | 82701.51 | 82701.51 | 94445.1244 | F31D0287
5 | AUX BUS-10:4SQMM CU 1050 W | 1 | 1029.71 | 1029.71 | 1175.9288 | F33A0172
6 | HORZ EBAR- TF, 6X50 CU TINNED, 1050W | 1 | 5542.69 | 5542.69 | 6329.752 | F3710103
7 | HOODS- 1050W | 1 | 17381.54 | 17381.54 | 19849.7187 | F3760102
8 | END COVERS LHS, TF3, 30MM | 1 | 18166.83 | 18166.83 | 20746.5199 | F3H90101
9 | BUSBAR-6:6X150MM AL TPN 50%N 30W 65KA | 1 | 1797.7 | 1797.7 | 2052.9734 | F31D0429
10 | I/C DIRECT LINKS 4000A 4P AL (6:6/150 AL) | 1 | 142313.7535 | 142313.7535 | 162522.3065 | F3A20112
11 | OG CABLE/DUCT LINKS - 6X6X150 AL - 4 POLE : Feeder rating = 4000A | 1 | 202610.9 | 202610.9 | 231381.6478 | F3B20112
12 | 60W SPACE HEATER | 11 | 297.77 | 3275.47 | 3740.5867 | C2D90110
13 | 150W SPACE HEATER | 8 | 368.375 | 2947.0003 | 3365.4744 | C2D90111
14 | THERMOSTAT | 19 | 257.32 | 4889.08 | 5583.3294 | C2D90112
15 | EXORA MCB 2P 2A "C" Curve 10kA | 19 | 524.07 | 9957.33 | 11371.2709 | C2760132
16 | HEATER PLUG:16A,240VAC,GREY (OP01W16) | 19 | 201 | 3819 | 4361.298 | N
17 | HEATER SOCKET:ANCHOR,6/16A 6PIN SOCKET-39995 | 19 | 261 | 4959 | 5663.178 | N
18 | EXORA MCB 2P 16A "C" Curve 10kA | 19 | 423.36 | 8043.84 | 9186.0653 | C2760108
| Panel Code : 02-TF3,2430MMH,800 MMW |  | Total : | 350900.7091 | 400728.6097 |  | TOP
1 | TF3 PANEL STRUCTURE, 800MMWIDTH | 1 | 162880.63 | 162880.63 | 186009.6795 | F3010002
2 | 6:6X150/PH TPN AL COUPLING LINKS FOR RHS | 1 | 38388.86 | 38388.86 | 43840.0781 | CL320110
3 | GLAND PLATE -3MM,MS,TF3 | 1 | 5592.815 | 5592.815 | 6386.9947 | F3110105
4 | 1: AOC FOR 800W | 1 | 21692.52 | 21692.52 | 24772.8578 | F3120110
5 | AUX BUS-10:4SQMM CU 800 W | 1 | 944.14 | 944.14 | 1078.2079 | F33A0109
6 | HORZ EBAR- TF, 6X50 CU TINNED, 800W | 1 | 4285.44 | 4285.44 | 4893.9725 | F3700103
7 | HOODS- 600W/800W | 1 | 14561.82 | 14561.82 | 16629.5984 | F3760101
8 | TF1400 PANEL EC - RHS | 1 | 18166.83 | 18166.83 | 20746.5199 | F3H90104
9 | DROPPER: TF3 2:6X100 AL TPN 50%N TIER 1 | 1 | 13006.54 | 13006.54 | 14853.4687 | F341A108
10 | DROPPER: TF3 2:6X100 AL TP TIER 2 | 1 | 11688.2673 | 11688.2673 | 13348.0013 | F342A102
11 | DROPPER: TF3 2:6X100 AL TP TIER 3 | 1 | 11688.2673 | 11688.2673 | 13348.0013 | F342A102
12 | BUSBAR-6:6X150MM AL TPN 50%N 30W 65KA | 1 | 1797.7 | 1797.7 | 2052.9734 | F31D0429
13 | I/C DROPPER LINKS 800A,3P AL (2:6/50 AL) : Feeder rating = 800A | 2 | 9442.54 | 18885.08 | 21566.7614 | F3A10101
14 | OG CABLE/DUCT LINKS - 2X6X100 AL - ALUMINIUM 3 POLE : Feeder rating = 800A | 2 | 8506.9872 | 17013.9743 | 19429.9587 | F3B10103
15 | O/G CABLE N LINK TF3 800A,3P AL (1:6/100 AL) TPN 50%N : Feeder rating = 800A | 1 | 1514.54 | 1514.54 | 1729.6047 | F3E10101
16 | 800A,TPN AL (2:6/100 AL) : Feeder rating = 800A EXTRA FOR AOC | 1 | 4785.1865 | 4785.1865 | 5464.683 | F3B50110
17 | 800A,TP AL (2:6/100 AL) : Feeder rating = 800A EXTRA FOR AOC | 1 | 4008.0985 | 4008.0985 | 4577.2485 | F3B50103
| Panel Code : 03,04,05,07,16,17,18,19-TQ3,800 MM,944MM |  | Total : | 235866.8232 | 269359.912 |  | TOP
1 | TQ3 PANEL,DF,D/O,FORM-IV,800W,65/80KA | 1 | 144554.4501 | 144554.4501 | 165081.182 | Q3220005
2 | VEBAR 5X20 AL TQ/TF | 1 | 395.48 | 395.48 | 451.6382 | Q3260103
3 | HORZ EBAR- TF, 6X50 CU TINNED, 800W | 1 | 4285.44 | 4285.44 | 4893.9725 | F3700103
4 | GLAND PLATE TQ3-3MM SS-SF | 1 | 1080.74 | 1080.74 | 1234.2051 | Q3290106
5 | DROPPER : TQ3 FRONT 12X50 AL TPN 100% N FORM IV 65KA | 1 | 30329.3771 | 30329.3771 | 34636.1486 | Q3310141
6 | AUX BUS-10:4SQMM CU 800 W | 1 | 944.14 | 944.14 | 1078.2079 | F33A0109
7 | BUSBAR-6:6X150MM AL TPN 50%N 800W 65KA | 1 | 44128.27 | 44128.27 | 50394.4843 | F31D0286
8 | ZLINK-2PKT,TPN 50%N ,SF PANEL | 1 | 1926.91 | 1926.91 | 2200.5312 | Q3470108
9 | INTERPANEL BARRIER STD.& SUP DF PANEL | 1 | 8222.016 | 8222.016 | 9389.5423 | Q3550102
| Panel Code : 06-TQ3,800 MM,944MM |  | Total : | 235866.8232 | 269359.912 |  | TOP
1 | TQ3 PANEL,DF,D/O,FORM-IV,800W,65/80KA | 1 | 144554.4501 | 144554.4501 | 165081.182 | Q3220005
2 | VEBAR 5X20 AL TQ/TF | 1 | 395.48 | 395.48 | 451.6382 | Q3260103
3 | HORZ EBAR- TF, 6X50 CU TINNED, 800W | 1 | 4285.44 | 4285.44 | 4893.9725 | F3700103
4 | GLAND PLATE TQ3-3MM SS-SF | 1 | 1080.74 | 1080.74 | 1234.2051 | Q3290106
5 | DROPPER : TQ3 FRONT 12X50 AL TPN 100% N FORM IV 65KA | 1 | 30329.3771 | 30329.3771 | 34636.1486 | Q3310141
6 | AUX BUS-10:4SQMM CU 800 W | 1 | 944.14 | 944.14 | 1078.2079 | F33A0109
7 | BUSBAR-6:6X150MM AL TPN 50%N 800W 65KA | 1 | 44128.27 | 44128.27 | 50394.4843 | F31D0286
8 | ZLINK-2PKT,TPN 50%N ,SF PANEL | 1 | 1926.91 | 1926.91 | 2200.5312 | Q3470108
9 | INTERPANEL BARRIER STD.& SUP DF PANEL | 1 | 8222.016 | 8222.016 | 9389.5423 | Q3550102
| Panel Code : 08-TF3,2430MMH,800 MMW |  | Total : | 328952.2711 | 375663.4936 |  | TOP
1 | TF3 PANEL STRUCTURE, 800MMWIDTH | 1 | 162880.63 | 162880.63 | 186009.6795 | F3010002
2 | 6:6X150/PH TPN AL COUPLING LINKS FOR LHS | 1 | 48098.11 | 48098.11 | 54928.0416 | CL270110
3 | GLAND PLATE -3MM,MS,TF3 | 1 | 5592.815 | 5592.815 | 6386.9947 | F3110105
4 | 1: AOC FOR 800W | 1 | 21692.52 | 21692.52 | 24772.8578 | F3120110
5 | AUX BUS-10:4SQMM CU 800 W | 1 | 944.14 | 944.14 | 1078.2079 | F33A0109
6 | HORZ EBAR- TF, 6X50 CU TINNED, 800W | 1 | 4285.44 | 4285.44 | 4893.9725 | F3700103
7 | END COVERS LHS, TF3, 30MM | 1 | 18166.83 | 18166.83 | 20746.5199 | F3H90101
8 | DROPPER: TF3 2:6X100 AL TP TIER 1 | 1 | 11688.2673 | 11688.2673 | 13348.0013 | F342A102
9 | DROPPER: TF3 2:6X100 AL TP TIER 2 | 1 | 11688.2673 | 11688.2673 | 13348.0013 | F342A102
10 | I/C DROPPER LINKS 800A,3P AL (2:6/50 AL) : Feeder rating = 800A | 2 | 9442.54 | 18885.08 | 21566.7614 | F3A10101
11 | OG CABLE/DUCT LINKS - 2X6X100 AL - ALUMINIUM 3 POLE : Feeder rating = 800A | 2 | 8506.9872 | 17013.9743 | 19429.9587 | F3B10103
12 | 800A,TP AL (2:6/100 AL) : Feeder rating = 800A EXTRA FOR AOC | 2 | 4008.0985 | 8016.1971 | 9154.4971 | F3B50103
| Panel Code : 09-TF3,2430MMH,600 MMW |  | Total : | 211069.51 | 241041.3804 |  | TOP
1 | TF3 PANEL STRUCTURE, 600MMWIDTH | 1 | 151435.57 | 151435.57 | 172939.4209 | F3010001
2 | GLAND PLATE, 3MM SS, TF1400-600W | 1 | 4583.23 | 4583.23 | 5234.0487 | F3110114
3 | BUSBAR-6:6X150MM AL TPN 50%N 600W 65KA | 1 | 36341.69 | 36341.69 | 41502.21 | F31D0285
4 | AUX BUS-10:4SQMM CU 600 W | 1 | 875.68 | 875.68 | 1000.0266 | F33A0151
5 | HORZ EBAR- TF, 6X50 CU TINNED, 600W | 1 | 3271.52 | 3271.52 | 3736.0758 | F3720103
6 | HOODS- 600W/800W | 1 | 14561.82 | 14561.82 | 16629.5984 | F3760101
| Panel Code : 10-TF3,2430MMH,1050 MMW |  | Total : | 678063.2596 | 774348.2425 |  | TOP
1 | TF3 PANEL STRUCTURE, 1050MMWIDTH | 1 | 208478.45 | 208478.45 | 238082.3899 | F3010003
2 | GLAND PLATE, 3MM SS, TF1400-1050W | 1 | 5493.26 | 5493.26 | 6273.3029 | F3110117
3 | BUSBAR-6:6X150MM AL TPN 50%N 1050W 65KA | 1 | 82701.51 | 82701.51 | 94445.1244 | F31D0287
4 | AUX BUS-10:4SQMM CU 1050 W | 1 | 1029.71 | 1029.71 | 1175.9288 | F33A0172
5 | HORZ EBAR- TF, 6X50 CU TINNED, 1050W | 1 | 5542.69 | 5542.69 | 6329.752 | F3710103
6 | HOODS- 1050W | 1 | 17381.54 | 17381.54 | 19849.7187 | F3760102
7 | I/C DIRECT LINKS 4000A 4P AL (6:6/150 AL) | 1 | 142313.7535 | 142313.7535 | 162522.3065 | F3A20112
8 | B/C 4000A WITH 4000C 4P AL (6:6/150 AL) : Feeder rating = 4000A | 1 | 215122.3461 | 215122.3461 | 245669.7193 | F3D10117
| Panel Code : 11-TF3,2430MMH,1050 MMW |  | Total : | 688804.3985 | 786614.6231 |  | TOP
1 | TF3 PANEL STRUCTURE, 1050MMWIDTH | 1 | 208478.45 | 208478.45 | 238082.3899 | F3010003
2 | GLAND PLATE -3MM,MS,TF3 | 1 | 5592.815 | 5592.815 | 6386.9947 | F3110105
3 | 1: AOC FOR 1050W | 1 | 23153.03 | 23153.03 | 26440.7603 | F3120210
4 | BUSBAR-6:6X150MM AL TPN 50%N 1050W 65KA | 1 | 82701.51 | 82701.51 | 94445.1244 | F31D0287
5 | AUX BUS-10:4SQMM CU 1050 W | 1 | 1029.71 | 1029.71 | 1175.9288 | F33A0172
6 | HORZ EBAR- TF, 6X50 CU TINNED, 1050W | 1 | 5542.69 | 5542.69 | 6329.752 | F3710103
7 | HOODS- 1050W | 1 | 17381.54 | 17381.54 | 19849.7187 | F3760102
8 | I/C DIRECT LINKS 4000A 4P AL (6:6/150 AL) | 1 | 142313.7535 | 142313.7535 | 162522.3065 | F3A20112
9 | OG CABLE/DUCT LINKS - 6X6X150 AL - 4 POLE : Feeder rating = 4000A | 1 | 202610.9 | 202610.9 | 231381.6478 | F3B20112
| Panel Code : 12-TF3,2430MMH,800 MMW |  | Total : | 314260.6947 | 358885.7133 |  | TOP
1 | TF3 PANEL STRUCTURE, 800MMWIDTH | 1 | 162880.63 | 162880.63 | 186009.6795 | F3010002
2 | GLAND PLATE, 3MM SS, TF1400-800W | 1 | 5592.82 | 5592.82 | 6387.0004 | F3110105
3 | BUSBAR-6:6X150MM AL TPN 50%N 800W 65KA | 1 | 44128.27 | 44128.27 | 50394.4843 | F31D0286
4 | AUX BUS-10:4SQMM CU 800 W | 1 | 944.14 | 944.14 | 1078.2079 | F33A0109
5 | HORZ EBAR- TF, 6X50 CU TINNED, 800W | 1 | 4285.44 | 4285.44 | 4893.9725 | F3700103
6 | HOODS- 600W/800W | 1 | 14561.82 | 14561.82 | 16629.5984 | F3760101
7 | DROPPER: TF3 3:6X100 AL TPN 50%N TIER 1 | 1 | 16670.48 | 16670.48 | 19037.6882 | F341A109
8 | DROPPER: TF3 2:6X100 AL TP TIER 2 | 1 | 11688.2673 | 11688.2673 | 13348.0013 | F342A102
9 | I/C DROPPER LINKS 1250A,3P AL (4:6/50 AL) : Feeder rating = 1250A | 1 | 13733.81 | 13733.81 | 15684.011 | F3A10103
10 | OG CABLE/DUCT LINKS - 2X6X150 AL - ALUMINIUM 3 POLE : Feeder rating = 1250A | 1 | 10554.255 | 10554.255 | 12052.9592 | F3B10104
11 | EXTRA FOR AOC - 2X6X150 AL ALUMINIUM - 3 POLE : Feeder rating = 1250A | 1 | 5552.9551 | 5552.9551 | 6341.4747 | F3B50117
12 | NEUTRAL CABLE/DUCT LINKS - 1X6X150 AL - ALUMINIUM 3 POLE - TPN FEEDER 50%N : Feeder rating = 1250A | 1 | 1710.1815 | 1710.1815 | 1953.0273 | F3E10104
13 | I/C DROPPER LINKS 800A,3P AL (2:6/50 AL) : Feeder rating = 800A | 1 | 9442.54 | 9442.54 | 10783.3807 | F3A10101
14 | OG CABLE/DUCT LINKS - 2X6X100 AL - ALUMINIUM 3 POLE : Feeder rating = 800A | 1 | 8506.9872 | 8506.9872 | 9714.9793 | F3B10103
15 | 800A,TP AL (2:6/100 AL) : Feeder rating = 800A EXTRA FOR AOC | 1 | 4008.0985 | 4008.0985 | 4577.2485 | F3B50103
| Panel Code : 13-TF3,2430MMH,800 MMW |  | Total : | 312223.2017 | 356558.8964 |  | TOP
1 | TF3 PANEL STRUCTURE, 800MMWIDTH | 1 | 162880.63 | 162880.63 | 186009.6795 | F3010002
2 | GLAND PLATE -3MM,MS,TF3 | 1 | 5592.815 | 5592.815 | 6386.9947 | F3110105
3 | 1: AOC FOR 800W | 1 | 21692.52 | 21692.52 | 24772.8578 | F3120110
4 | BUSBAR-6:6X150MM AL TPN 50%N 800W 65KA | 1 | 44128.27 | 44128.27 | 50394.4843 | F31D0286
5 | AUX BUS-10:4SQMM CU 800 W | 1 | 944.14 | 944.14 | 1078.2079 | F33A0109
6 | HORZ EBAR- TF, 6X50 CU TINNED, 800W | 1 | 4285.44 | 4285.44 | 4893.9725 | F3700103
7 | DROPPER: TF3 2:6X100 AL TPN 50%N TIER 1 | 1 | 13006.54 | 13006.54 | 14853.4687 | F341A108
8 | DROPPER: TF3 2:6X100 AL TP TIER 2 | 1 | 11688.2673 | 11688.2673 | 13348.0013 | F342A102
9 | BUSBAR-6:6X150MM AL TPN 50%N 30W 65KA | 1 | 1797.7 | 1797.7 | 2052.9734 | F31D0429
10 | I/C DROPPER LINKS 800A,3P AL (2:6/50 AL) : Feeder rating = 800A | 2 | 9442.54 | 18885.08 | 21566.7614 | F3A10101
11 | OG CABLE/DUCT LINKS - 2X6X100 AL - ALUMINIUM 3 POLE : Feeder rating = 800A | 2 | 8506.9872 | 17013.9743 | 19429.9587 | F3B10103
12 | O/G CABLE N LINK TF3 800A,3P AL (1:6/100 AL) TPN 50%N : Feeder rating = 800A | 1 | 1514.54 | 1514.54 | 1729.6047 | F3E10101
13 | 800A,TPN AL (2:6/100 AL) : Feeder rating = 800A EXTRA FOR AOC | 1 | 4785.1865 | 4785.1865 | 5464.683 | F3B50110
14 | 800A,TP AL (2:6/100 AL) : Feeder rating = 800A EXTRA FOR AOC | 1 | 4008.0985 | 4008.0985 | 4577.2485 | F3B50103
| Panel Code : 14-TF3,2430MMH,800 MMW |  | Total : | 277390.5804 | 316780.0428 |  | TOP
1 | TF3 PANEL STRUCTURE, 800MMWIDTH | 1 | 162880.63 | 162880.63 | 186009.6795 | F3010002
2 | 6:6X150/PH TPN AL COUPLING LINKS FOR RHS | 1 | 38388.86 | 38388.86 | 43840.0781 | CL320110
3 | GLAND PLATE, 3MM SS, TF1400-800W | 1 | 5592.82 | 5592.82 | 6387.0004 | F3110105
4 | AUX BUS-10:4SQMM CU 800 W | 1 | 944.14 | 944.14 | 1078.2079 | F33A0109
5 | HORZ EBAR- TF, 6X50 CU TINNED, 800W | 1 | 4285.44 | 4285.44 | 4893.9725 | F3700103
6 | TF1400 PANEL EC - RHS | 1 | 18166.83 | 18166.83 | 20746.5199 | F3H90104
7 | DROPPER: TF3 2:6X100 AL TP TIER 1 | 1 | 11688.2673 | 11688.2673 | 13348.0013 | F342A102
8 | DROPPER: TF3 2:6X100 AL TP TIER 2 | 1 | 11688.2673 | 11688.2673 | 13348.0013 | F342A102
9 | BUSBAR-6:6X150MM AL TPN 50%N 30W 65KA | 1 | 1797.7 | 1797.7 | 2052.9734 | F31D0429
10 | I/C DROPPER LINKS 800A,3P AL (2:6/50 AL) : Feeder rating = 800A | 1 | 9442.54 | 9442.54 | 10783.3807 | F3A10101
11 | OG CABLE/DUCT LINKS - 2X6X100 AL - ALUMINIUM 3 POLE : Feeder rating = 800A | 1 | 8506.9872 | 8506.9872 | 9714.9793 | F3B10103
12 | 800A,TP AL (2:6/100 AL) : Feeder rating = 800A EXTRA FOR AOC | 1 | 4008.0985 | 4008.0985 | 4577.2485 | F3B50103
| Panel Code : 15-TQ3,800 MM,944MM |  | Total : | 235866.8232 | 269359.912 |  | TOP
1 | TQ3 PANEL,DF,D/O,FORM-IV,800W,65/80KA | 1 | 144554.4501 | 144554.4501 | 165081.182 | Q3220005
2 | VEBAR 5X20 AL TQ/TF | 1 | 395.48 | 395.48 | 451.6382 | Q3260103
3 | HORZ EBAR- TF, 6X50 CU TINNED, 800W | 1 | 4285.44 | 4285.44 | 4893.9725 | F3700103
4 | GLAND PLATE TQ3-3MM SS-SF | 1 | 1080.74 | 1080.74 | 1234.2051 | Q3290106
5 | DROPPER : TQ3 FRONT 12X50 AL TPN 100% N FORM IV 65KA | 1 | 30329.3771 | 30329.3771 | 34636.1486 | Q3310141
6 | AUX BUS-10:4SQMM CU 800 W | 1 | 944.14 | 944.14 | 1078.2079 | F33A0109
7 | BUSBAR-6:6X150MM AL TPN 50%N 800W 65KA | 1 | 44128.27 | 44128.27 | 50394.4843 | F31D0286
8 | ZLINK-2PKT,TPN 50%N ,SF PANEL | 1 | 1926.91 | 1926.91 | 2200.5312 | Q3470108
9 | INTERPANEL BARRIER STD.& SUP DF PANEL | 1 | 8222.016 | 8222.016 | 9389.5423 | Q3550102
| Panel Code : 20-TQ3,800 MM,944MM |  | Total : | 246344.6722 | 281325.6156 |  | TOP
1 | TQ3 PANEL,DF,D/O,FORM-IV,800W,65/80KA | 1 | 144554.4501 | 144554.4501 | 165081.182 | Q3220005
2 | VEBAR 5X20 AL TQ/TF | 1 | 395.48 | 395.48 | 451.6382 | Q3260103
3 | HORZ EBAR- TF, 6X50 CU TINNED, 800W | 1 | 4285.44 | 4285.44 | 4893.9725 | F3700103
4 | GLAND PLATE TQ3-3MM SS-SF | 1 | 1080.74 | 1080.74 | 1234.2051 | Q3290106
5 | DROPPER : TQ3 FRONT 12X50 AL TPN 100% N FORM IV 65KA | 1 | 30329.3771 | 30329.3771 | 34636.1486 | Q3310141
6 | AUX BUS-10:4SQMM CU 800 W | 1 | 944.14 | 944.14 | 1078.2079 | F33A0109
7 | BUSBAR-6:6X150MM AL TPN 50%N 800W 65KA | 1 | 44128.27 | 44128.27 | 50394.4843 | F31D0286
8 | ZLINK-2PKT,TPN 50%N ,SF PANEL | 1 | 1926.91 | 1926.91 | 2200.5312 | Q3470108
9 | END COVERS LHS,TQ3,DF,30MM | 1 | 10477.849 | 10477.849 | 11965.7036 | Q3680102
10 | INTERPANEL BARRIER STD.& SUP DF PANEL | 1 | 8222.016 | 8222.016 | 9389.5423 | Q3550102
Electrical Systems & Equipments

## SYQF345
Detailed Tender Report
SO No : |  |  |  |  | Tender Code : | 400087
Customer : | HPCL ,VISAKHAPATNAM |  |  |  | Folder : | APR 19
Project : | ELECTRICAL PACKAGE FOR NAPTHA ISOMERIZATION UNIT |  |  |  | Report Date : | 2019-06-10
Consultant : | TECHNIP |  |  |  | Revision No :
MBOM No : | SCQF344 |  |  |  | Estimated By : | KJ
Note: Items marked 'N' are not found in the cost folder. Hence, costs are added manually.
Items marked 'X' are extra items added separately at the end of costing. | [5 empty] | << BACK
Sr. No. | Item Description | Quantity | Unit Cost | Cost | Cost_PGOH | Cost SrNo.
Board Estimates
| Board Code : SYQF345 |  | Total : | 11423101.7637 | 13045078.2746
1 | E-104-AO ACB O/G | 4 | 381824.73 | 1527298.92 | 1744175.3666
2 | E-109-AO ACB O/G | 1 | 675649.59 | 675649.59 | 771591.8318
3 | E-241-AI PCC I/C | 1 | 1106116.82 | 1106116.82 | 1263185.4084
4 | E-242-AB PCC B/C | 1 | 950387.85 | 950387.85 | 1085342.9247
5 | E-243-AI PCC I/C | 1 | 1106116.82 | 1106116.82 | 1263185.4084
6 | E-301-GV PCC Line VT | 2 | 24075.6 | 48151.2 | 54988.6704
7 | E-302-GV PCC Bus VT | 2 | 24075.6 | 48151.2 | 54988.6704
8 | E-316-FG 2 REDBOX | 1 | 630364.703 | 630364.703 | 719876.4909
9 | E-405-GM | 2 | 4934.0224 | 9868.0447 | 11269.3071
10 | E-8-O MCCB | 4 | 81418.84 | 325675.36 | 371921.2611
11 | 01-TQ3,800 MM,944MM | 1 | 265525.6074 | 265525.6074 | 303230.2437
12 | 02-TF3,2430MMH,800 MMW | 1 | 357201.549 | 357201.549 | 407924.1689
13 | 03-TF3,2430MMH,1050 MMW | 1 | 690108.9985 | 690108.9985 | 788104.4763
14 | 04-TF3,2430MMH,600 MMW | 1 | 211836.66 | 211836.66 | 241917.4657
15 | 05-TF3,2430MMH,1050 MMW | 1 | 679367.8596 | 679367.8596 | 775838.0957
16 | 06-TF3,2430MMH,800 MMW | 1 | 335064.879 | 335064.879 | 382644.0918
17 | 07-TF3,2430MMH,1050 MMW | 1 | 690108.9985 | 690108.9985 | 788104.4763
18 | 08-TF3,2430MMH,800 MMW | 1 | 509858.9043 | 509858.9043 | 582258.8687
19 | 09-TF3,2430MMH,800 MMW | 1 | 233062.44 | 233062.44 | 266157.3065
20 | 10-TQ3,800 MM,944MM | 1 | 247350.6922 | 247350.6922 | 282474.4904
21 | (BLI)SYQF345() | 1 | 559283.1976 | 559283.1976 | 638597.4721
22 | (BLI)SYQF345(TF3) | 1 | 178968.41 | 178968.41 | 204381.9242
23 | (BLI)SYQF345(TQ3) | 1 | 37583.06 | 37583.06 | 42919.8545
Board Level Items
| Board Code : (BLI)SYQF345() |  | Total : | 559283.1976 | 638597.4721 |  | TOP
1 | AUX BUS FISH PLATE-8:3X6MM CU | 7 | 1254.91 | 8784.37 | 10031.7505 | F3H30120
2 | FISH PLATE JOINT SHROUDS FOR 2PKT TPN-6X150MM BUSBARS | 7 | 2804.95 | 19634.65 | 22422.7703 | F3H10109
3 | BUSBAR FISH PLATES 6:6X150MM AL-TPN | 7 | 7306.46 | 51145.22 | 58407.8412 | F3G80112
4 | 600MM SIZE SS BARRIER 600W | 2 | 1529.16 | 3058.32 | 3492.6014 | F3G30119
5 | 600MM SIZE SS BARRIER 1050W | 3 | 2338.72 | 7016.16 | 8012.4547 | F3G30107
6 | 450MM SIZE SS BARRIER 1050W | 3 | 1740.35 | 5221.05 | 5962.4391 | F3G30106
7 | 600MM SIZE SS BARRIER 800W | 6 | 1799.02 | 10794.12 | 12326.885 | F3G30103
8 | 450MM SIZE SS BARRIER 800W | 1 | 1338.73 | 1338.73 | 1528.8297 | F3G30102
8 | HT BOLTS & NUTS | 1 | 87797.76 | 87797.76 | 100265.0419
9 | FLAPS COST | 10 | 1365 | 13650 | 15588.3 |  | 5kg*91*3
| LOOSE DUCT | 1 | 273000 | 273000 | 311766
10 | COMMUNICATION WIRING COST | 19 | 2728 | 51832 | 59192.144
11 | VENDOR ASSEMBLY COST | 95 | 15 | 1425 | 1617.375 | N
12 | CONTROL WIRING FOR MTBFEEDER - 1.5 SQ.MM | 95 | 141.3 | 13423.5 | 15235.6725 | TH004299
13 | ELMEX: SUT 4 | 95 | 31.3674 | 2979.903 | 3403.0492 | C2C30141
14 | D/O VACANT COMPT 300MM | 2 | 4091.2073 | 8182.4146 | 9344.3174 | Q3700103
| Board Code : (BLI)SYQF345(TF3) |  | Total : | 178968.41 | 204381.9242 |  | TOP
1 | TF3 CRATE PKG 2430 H 1120 W 1744 D ALL | 2 | 26869.61 | 53739.22 | 61370.1892 | PKG00481
2 | TF3 CRATE PKG 2430 H 1600 W 1744 D ALL | 1 | 32039.6 | 32039.6 | 36589.2232 | PKG00472
3 | TF3 CRATE PKG 2430 H 800 W 1744 D ALL | 2 | 24482.67 | 48965.34 | 55918.4183 | PKG00470
4 | TF3 CRATE PKG 2430 H 1600 W 1444 D ALL | 1 | 29498.27 | 29498.27 | 33687.0243 | PKG00468
5 | BUSBAR AND DROPPER JOINT SHROUDS 6X150MM BUSBARS-TPN | 6 | 2454.33 | 14725.98 | 16817.0692 | F3320104
| Board Code : (BLI)SYQF345(TQ3) |  | Total : | 37583.06 | 42919.8545 |  | TOP
1 | BUSBAR AND DROPPER JOINT SHROUD 2 PKT 6X150-TPN | 1 | 1117.4 | 1117.4 | 1276.0708 | Q3490108
2 | TQ3 CRATE PKG 2430 H 800 W 944 D ALL | 2 | 18232.83 | 36465.66 | 41643.7837 | PKG00372
Panel Level Items
| Panel Code : 01-TQ3,800 MM,944MM |  | Total : | 265525.6074 | 303230.2437 |  | TOP
1 | TQ3 PANEL,DF,D/O,FORM-IV,800W,65/80KA | 1 | 144554.4501 | 144554.4501 | 165081.182 | Q3220005
2 | VEBAR 5X20 AL TQ/TF | 1 | 395.48 | 395.48 | 451.6382 | Q3260103
3 | HORZ EBAR- TF, 6X50 CU TINNED, 800W | 1 | 4285.44 | 4285.44 | 4893.9725 | F3700103
4 | GLAND PLATE TQ3-3MM SS-SF | 1 | 1080.74 | 1080.74 | 1234.2051 | Q3290106
5 | DROPPER : TQ3 FRONT 12X50 AL TPN 100% N FORM IV 65KA | 1 | 30329.3771 | 30329.3771 | 34636.1486 | Q3310141
6 | AUX BUS-8:3X6MM CU 800 W | 1 | 1950.16 | 1950.16 | 2227.0827 | F33A0117
7 | BUSBAR-6:6X150MM AL TPN 50%N 800W 65KA | 1 | 44128.27 | 44128.27 | 50394.4843 | F31D0286
8 | ZLINK-2PKT,TPN 50%N ,SF PANEL | 1 | 1926.91 | 1926.91 | 2200.5312 | Q3470108
9 | END COVERS LHS,TQ3,DF,30MM | 1 | 10477.849 | 10477.849 | 11965.7036 | Q3680102
10 | INTERPANEL BARRIER STD.& SUP DF PANEL | 1 | 8222.016 | 8222.016 | 9389.5423 | Q3550102
11 | 60W SPACE HEATER | 2 | 297.77 | 595.54 | 680.1067 | C2D90110
12 | 150W SPACE HEATER | 7 | 368.375 | 2578.6253 | 2944.7901 | C2D90111
13 | THERMOSTAT | 9 | 257.32 | 2315.88 | 2644.735 | C2D90112
14 | EXORA MCB 2P 2A "C" Curve 10kA | 9 | 524.07 | 4716.63 | 5386.3915 | C2760132
15 | HEATER PLUG:16A,240VAC,GREY (OP01W16) | 9 | 201 | 1809 | 2065.878 | N
16 | HEATER SOCKET:ANCHOR,6/16A 6PIN SOCKET-39995 | 9 | 261 | 2349 | 2682.558 | N
17 | EXORA MCB 2P 16A "C" Curve 10kA | 9 | 423.36 | 3810.24 | 4351.2941 | C2760108
| Panel Code : 02-TF3,2430MMH,800 MMW |  | Total : | 357201.549 | 407924.1689 |  | TOP
1 | TF3 PANEL STRUCTURE, 800MMWIDTH | 1 | 162880.63 | 162880.63 | 186009.6795 | F3010002
2 | 6:6X150/PH TPN AL COUPLING LINKS FOR LHS | 1 | 48098.11 | 48098.11 | 54928.0416 | CL270110
3 | GLAND PLATE -3MM,MS,TF3 | 1 | 5592.815 | 5592.815 | 6386.9947 | F3110105
4 | 1: AOC FOR 800W | 1 | 21692.52 | 21692.52 | 24772.8578 | F3120110
5 | AUX BUS-8:3X6MM CU 800 W | 1 | 1950.16 | 1950.16 | 2227.0827 | F33A0117
6 | HORZ EBAR- TF, 6X50 CU TINNED, 800W | 1 | 4285.44 | 4285.44 | 4893.9725 | F3700103
7 | HOODS- 600W/800W | 1 | 14561.82 | 14561.82 | 16629.5984 | F3760101
8 | END COVERS LHS, TF3, 30MM | 1 | 18166.83 | 18166.83 | 20746.5199 | F3H90101
9 | DROPPER: TF3 3:6X100 AL TPN 50%N TIER 1 | 1 | 16670.4763 | 16670.4763 | 19037.6839 | F341A109
10 | DROPPER: TF3 2:6X100 AL TPN 50%N TIER 2 | 1 | 13006.5403 | 13006.5403 | 14853.469 | F342A108
11 | BUSBAR-6:6X150MM AL TPN 50%N 30W 65KA | 1 | 1797.7 | 1797.7 | 2052.9734 | F31D0429
12 | I/C DROPPER LINKS 800A,3P AL (2:6/50 AL) : Feeder rating = 800A | 2 | 9442.54 | 18885.08 | 21566.7614 | F3A10101
13 | OG CABLE/DUCT LINKS - 2X6X100 AL - ALUMINIUM 3 POLE : Feeder rating = 800A | 2 | 8506.9872 | 17013.9743 | 19429.9587 | F3B10103
14 | O/G CABLE N LINK TF3 800A,3P AL (1:6/100 AL) TPN 50%N : Feeder rating = 800A | 2 | 1514.54 | 3029.08 | 3459.2094 | F3E10101
15 | 800A,TPN AL (2:6/100 AL) : Feeder rating = 800A EXTRA FOR AOC | 2 | 4785.1865 | 9570.3731 | 10929.3661 | F3B50110
| Panel Code : 03-TF3,2430MMH,1050 MMW |  | Total : | 690108.9985 | 788104.4763 |  | TOP
1 | TF3 PANEL STRUCTURE, 1050MMWIDTH | 1 | 208478.45 | 208478.45 | 238082.3899 | F3010003
2 | GLAND PLATE -3MM,MS,TF3 | 1 | 5592.815 | 5592.815 | 6386.9947 | F3110105
3 | 1: AOC FOR 1050W | 1 | 23153.03 | 23153.03 | 26440.7603 | F3120210
4 | BUSBAR-6:6X150MM AL TPN 50%N 1050W 65KA | 1 | 82701.51 | 82701.51 | 94445.1244 | F31D0287
5 | AUX BUS-8:3X6MM CU 1050 W | 1 | 2334.31 | 2334.31 | 2665.782 | F33A0180
6 | HORZ EBAR- TF, 6X50 CU TINNED, 1050W | 1 | 5542.69 | 5542.69 | 6329.752 | F3710103
7 | HOODS- 1050W | 1 | 17381.54 | 17381.54 | 19849.7187 | F3760102
8 | I/C DIRECT LINKS 4000A 4P AL (6:6/150 AL) | 1 | 142313.7535 | 142313.7535 | 162522.3065 | F3A20112
9 | OG CABLE/DUCT LINKS - 6X6X150 AL - 4 POLE : Feeder rating = 4000A | 1 | 202610.9 | 202610.9 | 231381.6478 | F3B20112
| Panel Code : 04-TF3,2430MMH,600 MMW |  | Total : | 211836.66 | 241917.4657 |  | TOP
1 | TF3 PANEL STRUCTURE, 600MMWIDTH | 1 | 151435.57 | 151435.57 | 172939.4209 | F3010001
2 | GLAND PLATE, 3MM SS, TF1400-600W | 1 | 4583.23 | 4583.23 | 5234.0487 | F3110114
3 | BUSBAR-6:6X150MM AL TPN 50%N 600W 65KA | 1 | 36341.69 | 36341.69 | 41502.21 | F31D0285
4 | AUX BUS-8:3X6MM CU 600 W | 1 | 1642.83 | 1642.83 | 1876.1119 | F33A0159
5 | HORZ EBAR- TF, 6X50 CU TINNED, 600W | 1 | 3271.52 | 3271.52 | 3736.0758 | F3720103
6 | HOODS- 600W/800W | 1 | 14561.82 | 14561.82 | 16629.5984 | F3760101
| Panel Code : 05-TF3,2430MMH,1050 MMW |  | Total : | 679367.8596 | 775838.0957 |  | TOP
1 | TF3 PANEL STRUCTURE, 1050MMWIDTH | 1 | 208478.45 | 208478.45 | 238082.3899 | F3010003
2 | GLAND PLATE, 3MM SS, TF1400-1050W | 1 | 5493.26 | 5493.26 | 6273.3029 | F3110117
3 | BUSBAR-6:6X150MM AL TPN 50%N 1050W 65KA | 1 | 82701.51 | 82701.51 | 94445.1244 | F31D0287
4 | AUX BUS-8:3X6MM CU 1050 W | 1 | 2334.31 | 2334.31 | 2665.782 | F33A0180
5 | HORZ EBAR- TF, 6X50 CU TINNED, 1050W | 1 | 5542.69 | 5542.69 | 6329.752 | F3710103
6 | HOODS- 1050W | 1 | 17381.54 | 17381.54 | 19849.7187 | F3760102
7 | I/C DIRECT LINKS 4000A 4P AL (6:6/150 AL) | 1 | 142313.7535 | 142313.7535 | 162522.3065 | F3A20112
8 | B/C 4000A WITH 4000C 4P AL (6:6/150 AL) : Feeder rating = 4000A | 1 | 215122.3461 | 215122.3461 | 245669.7193 | F3D10117
| Panel Code : 06-TF3,2430MMH,800 MMW |  | Total : | 335064.879 | 382644.0918 |  | TOP
1 | TF3 PANEL STRUCTURE, 800MMWIDTH | 1 | 162880.63 | 162880.63 | 186009.6795 | F3010002
2 | GLAND PLATE -3MM,MS,TF3 | 1 | 5592.815 | 5592.815 | 6386.9947 | F3110105
3 | 1: AOC FOR 800W | 1 | 21692.52 | 21692.52 | 24772.8578 | F3120110
4 | BUSBAR-6:6X150MM AL TPN 50%N 800W 65KA | 1 | 44128.27 | 44128.27 | 50394.4843 | F31D0286
5 | AUX BUS-8:3X6MM CU 800 W | 1 | 1950.16 | 1950.16 | 2227.0827 | F33A0117
6 | HORZ EBAR- TF, 6X50 CU TINNED, 800W | 1 | 4285.44 | 4285.44 | 4893.9725 | F3700103
7 | HOODS- 600W/800W | 1 | 14561.82 | 14561.82 | 16629.5984 | F3760101
8 | DROPPER: TF3 3:6X100 AL TPN 50%N TIER 1 | 1 | 16670.4763 | 16670.4763 | 19037.6839 | F341A109
9 | DROPPER: TF3 2:6X100 AL TPN 50%N TIER 2 | 1 | 13006.5403 | 13006.5403 | 14853.469 | F342A108
10 | BUSBAR-6:6X150MM AL TPN 50%N 30W 65KA | 1 | 1797.7 | 1797.7 | 2052.9734 | F31D0429
11 | I/C DROPPER LINKS 800A,3P AL (2:6/50 AL) : Feeder rating = 800A | 2 | 9442.54 | 18885.08 | 21566.7614 | F3A10101
12 | OG CABLE/DUCT LINKS - 2X6X100 AL - ALUMINIUM 3 POLE : Feeder rating = 800A | 2 | 8506.9872 | 17013.9743 | 19429.9587 | F3B10103
13 | O/G CABLE N LINK TF3 800A,3P AL (1:6/100 AL) TPN 50%N : Feeder rating = 800A | 2 | 1514.54 | 3029.08 | 3459.2094 | F3E10101
15 | 800A,TPN AL (2:6/100 AL) : Feeder rating = 800A EXTRA FOR AOC | 2 | 4785.1865 | 9570.3731 | 10929.3661 | F3B50110
| Panel Code : 07-TF3,2430MMH,1050 MMW |  | Total : | 690108.9985 | 788104.4763 |  | TOP
1 | TF3 PANEL STRUCTURE, 1050MMWIDTH | 1 | 208478.45 | 208478.45 | 238082.3899 | F3010003
2 | GLAND PLATE -3MM,MS,TF3 | 1 | 5592.815 | 5592.815 | 6386.9947 | F3110105
3 | 1: AOC FOR 1050W | 1 | 23153.03 | 23153.03 | 26440.7603 | F3120210
4 | BUSBAR-6:6X150MM AL TPN 50%N 1050W 65KA | 1 | 82701.51 | 82701.51 | 94445.1244 | F31D0287
5 | AUX BUS-8:3X6MM CU 1050 W | 1 | 2334.31 | 2334.31 | 2665.782 | F33A0180
6 | HORZ EBAR- TF, 6X50 CU TINNED, 1050W | 1 | 5542.69 | 5542.69 | 6329.752 | F3710103
7 | HOODS- 1050W | 1 | 17381.54 | 17381.54 | 19849.7187 | F3760102
8 | I/C DIRECT LINKS 4000A 4P AL (6:6/150 AL) | 1 | 142313.7535 | 142313.7535 | 162522.3065 | F3A20112
9 | OG CABLE/DUCT LINKS - 6X6X150 AL - 4 POLE : Feeder rating = 4000A | 1 | 202610.9 | 202610.9 | 231381.6478 | F3B20112
| Panel Code : 08-TF3,2430MMH,800 MMW |  | Total : | 509858.9043 | 582258.8687 |  | TOP
1 | TF3 PANEL STRUCTURE, 800MMWIDTH | 1 | 162880.63 | 162880.63 | 186009.6795 | F3010002
2 | GLAND PLATE -3MM,MS,TF3 | 1 | 5592.815 | 5592.815 | 6386.9947 | F3110105
3 | 1: AOC FOR 800W | 1 | 21692.52 | 21692.52 | 24772.8578 | F3120110
4 | BUSBAR-6:6X150MM AL TPN 50%N 800W 65KA | 1 | 44128.27 | 44128.27 | 50394.4843 | F31D0286
5 | AUX BUS-8:3X6MM CU 800 W | 1 | 1950.16 | 1950.16 | 2227.0827 | F33A0117
6 | HORZ EBAR- TF, 6X50 CU TINNED, 800W | 1 | 4285.44 | 4285.44 | 4893.9725 | F3700103
7 | HOODS- 600W/800W | 1 | 14561.82 | 14561.82 | 16629.5984 | F3760101
8 | I/C DIRECT LINKS 3200/3500A 3P AL (6:6/150 AL) | 1 | 123030.0895 | 123030.0895 | 140500.3622 | F3A20110
9 | OG CABLE LINK 4000A,3P C ACB AL (6:6/150 AL) : Feeder rating = 4000A | 1 | 104837.07 | 104837.07 | 119723.9339 | F3B10117
10 | O/G CABLE N LINK TF3 4000A,3P AL (6:6/150 AL) TPN 50%N | 1 | 10032.4188 | 10032.4188 | 11457.0222 | F3E10107
11 | EXTRA AOC 4000A,4P AL (6:6/150 AL) | 1 | 16867.671 | 16867.671 | 19262.8803 | F3B50113
| Panel Code : 09-TF3,2430MMH,800 MMW |  | Total : | 233062.44 | 266157.3065 |  | TOP
1 | TF3 PANEL STRUCTURE, 800MMWIDTH | 1 | 162880.63 | 162880.63 | 186009.6795 | F3010002
2 | 6:6X150/PH TPN AL COUPLING LINKS FOR RHS | 1 | 38388.86 | 38388.86 | 43840.0781 | CL320110
3 | GLAND PLATE, 3MM SS, TF1400-800W | 1 | 5592.82 | 5592.82 | 6387.0004 | F3110105
4 | AUX BUS-8:3X6MM CU 800 W | 1 | 1950.16 | 1950.16 | 2227.0827 | F33A0117
5 | HORZ EBAR- TF, 6X50 CU TINNED, 800W | 1 | 4285.44 | 4285.44 | 4893.9725 | F3700103
6 | TF1400 PANEL EC - RHS | 1 | 18166.83 | 18166.83 | 20746.5199 | F3H90104
7 | BUSBAR-6:6X150MM AL TPN 50%N 30W 65KA | 1 | 1797.7 | 1797.7 | 2052.9734 | F31D0429
| Panel Code : 10-TQ3,800 MM,944MM |  | Total : | 247350.6922 | 282474.4904 |  | TOP
1 | TQ3 PANEL,DF,D/O,FORM-IV,800W,65/80KA | 1 | 144554.4501 | 144554.4501 | 165081.182 | Q3220005
2 | VEBAR 5X20 AL TQ/TF | 1 | 395.48 | 395.48 | 451.6382 | Q3260103
3 | HORZ EBAR- TF, 6X50 CU TINNED, 800W | 1 | 4285.44 | 4285.44 | 4893.9725 | F3700103
4 | GLAND PLATE TQ3-3MM SS-SF | 1 | 1080.74 | 1080.74 | 1234.2051 | Q3290106
5 | DROPPER : TQ3 FRONT 12X50 AL TPN 100% N FORM IV 65KA | 1 | 30329.3771 | 30329.3771 | 34636.1486 | Q3310141
6 | AUX BUS-8:3X6MM CU 800 W | 1 | 1950.16 | 1950.16 | 2227.0827 | F33A0117
7 | BUSBAR-6:6X150MM AL TPN 50%N 800W 65KA | 1 | 44128.27 | 44128.27 | 50394.4843 | F31D0286
8 | ZLINK-2PKT,TPN 50%N ,SF PANEL | 1 | 1926.91 | 1926.91 | 2200.5312 | Q3470108
9 | END COVERS LHS,TQ3,DF,30MM | 1 | 10477.849 | 10477.849 | 11965.7036 | Q3680102
10 | INTERPANEL BARRIER STD.& SUP DF PANEL | 1 | 8222.016 | 8222.016 | 9389.5423 | Q3550102
Electrical Systems & Equipments

## SYQF344
Detailed Tender Report
SO No : |  |  |  |  | Tender Code : | 400087
Customer : | HPCL ,VISAKHAPATNAM |  |  |  | Folder : | APR 19
Project : | ELECTRICAL PACKAGE FOR NAPTHA ISOMERIZATION UNIT |  |  |  | Report Date : | 2019-06-10
Consultant : | TECHNIP |  |  |  | Revision No :
MBOM No : | SCQF344 |  |  |  | Estimated By : | KJ
Note: Items marked 'N' are not found in the cost folder. Hence, costs are added manually.
Items marked 'X' are extra items added separately at the end of costing. | [5 empty] | << BACK
Sr. No. | Item Description | Quantity | Unit Cost | Cost | Cost_PGOH | Cost SrNo.
Board Estimates
| Board Code : SYQF344 |  | Total : | 16329952.9977 | 18648565.6214 | 0 | 0
1 | E-104-AO ACB O/G | 3 | 381824.73 | 1145474.19 | 1308131.525
2 | E-108-AO ACB O/G | 3 | 380835.39 | 1142506.17 | 1304742.0461
3 | E-111-AO ACB MOTOR O/G | 9 | 425940.89 | 3833468.01 | 4377820.4674
4 | E-241-AI PCC I/C | 1 | 1106116.82 | 1106116.82 | 1263185.4084
5 | E-242-AB PCC B/C | 1 | 950387.85 | 950387.85 | 1085342.9247
6 | E-243-AI PCC I/C | 1 | 1106116.82 | 1106116.82 | 1263185.4084
7 | E-301-GV PCC Line VT | 1 | 24075.6 | 24075.6 | 27494.3352
8 | E-302-GV PCC Bus VT | 3 | 24075.6 | 72226.8 | 82483.0056
9 | E-316-FG 2 REDBOX | 1 | 630364.703 | 630364.703 | 719876.4909
10 | E-403-GM | 2 | 4934.0224 | 9868.0447 | 11269.3071
11 | E-8-O MCCB | 3 | 81418.84 | 244256.52 | 278940.9458
12 | 01-TQ3,800 MM,944MM | 1 | 273666.1076 | 273666.1076 | 312526.6949
13 | 02-TF3,2430MMH,800 MMW | 1 | 349927.7117 | 349927.7117 | 399617.4468
14 | 03-TF3,2430MMH,1050 MMW | 1 | 690108.9985 | 690108.9985 | 788104.4763
15 | 04-TF3,2430MMH,800 MMW | 1 | 322383.4411 | 322383.4411 | 368161.8897
16 | 05-TF3,2430MMH,800 MMW | 1 | 322397.4097 | 322397.4097 | 368177.8418
17 | 06-TF3,2430MMH,600 MMW | 1 | 211836.66 | 211836.66 | 241917.4657
18 | 07-TF3,2430MMH,1050 MMW | 1 | 679367.8596 | 679367.8596 | 775838.0957
19 | 08-TF3,2430MMH,800 MMW | 1 | 336959.2297 | 336959.2297 | 384807.4403
20 | 09-TF3,2430MMH,800 MMW | 1 | 261212.3937 | 261212.3937 | 298304.5536
21 | 10-TF3,2430MMH,1050 MMW | 1 | 690108.9985 | 690108.9985 | 788104.4763
22 | 11-TF3,2430MMH,800 MMW | 1 | 322383.4411 | 322383.4411 | 368161.8897
23 | 12-TF3,2430MMH,800 MMW | 1 | 313229.2217 | 313229.2217 | 357707.7712
24 | 13-TF3,2430MMH,800 MMW | 1 | 348310.797 | 348310.797 | 397770.9302
25 | 14-TQ3,800 MM,944MM | 1 | 247350.6922 | 247350.6922 | 282474.4904
26 | (BLI)SYQF344() | 1 | 410309.178 | 410309.178 | 468332.3793
27 | (BLI)SYQF344(TF3) | 1 | 247956.27 | 247956.27 | 283166.0603
28 | (BLI)SYQF344(TQ3) | 1 | 37583.06 | 37583.06 | 42919.8545
Board Level Items
| Board Code : (BLI)SYQF344() |  | Total : | 410309.178 | 468332.3793 | 0 | 0
1 | AUX BUS FISH PLATE-8:3X6MM CU | 9 | 1254.91 | 11294.19 | 12897.965 | F3H30120
2 | FISH PLATE JOINT SHROUDS FOR 2PKT TPN-6X150MM BUSBARS | 9 | 2804.95 | 25244.55 | 28829.2761 | F3H10109
3 | BUSBAR FISH PLATES 6:6X150MM AL-TPN | 9 | 7306.46 | 65758.14 | 75095.7959 | F3G80112
4 | 600MM SIZE SS BARRIER 600W | 3 | 1529.16 | 4587.48 | 5238.9022 | F3G30119
5 | 600MM SIZE SS BARRIER 1050W | 3 | 2338.72 | 7016.16 | 8012.4547 | F3G30107
6 | 450MM SIZE SS BARRIER 1050W | 3 | 1740.35 | 5221.05 | 5962.4391 | F3G30106
7 | 600MM SIZE SS BARRIER 800W | 8 | 1799.02 | 14392.16 | 16435.8467 | F3G30103
8 | HT BOLTS & NUTS | 1 | 126209.28 | 126209.28 | 144130.9978
9 | FLAPS COST | 14 | 1365 | 19110 | 21823.62 |  | 5kg*91*3
10 | COMMUNICATION WIRING COST | 28 | 2728 | 76384 | 87230.528
11 | VENDOR ASSEMBLY COST | 220 | 15 | 3300 | 3745.5 | N
12 | CONTROL WIRING FOR MTBFEEDER - 1.5 SQ.MM | 220 | 141.3 | 31086 | 35282.61 | TH004299
13 | ELMEX: SUT 4 | 220 | 31.3674 | 6900.828 | 7880.7456 | C2C30141
14 | D/O VACANT COMPT 300MM | 2 | 4091.2073 | 8182.4146 | 9344.3174 | Q3700103
15 | D/O VACANT COMPT 600MM | 1 | 5622.9255 | 5622.9255 | 6421.3809 | Q3700106
| Board Code : (BLI)SYQF344(TF3) |  | Total : | 247956.27 | 283166.0603 | 0 | 0
1 | TF3 CRATE PKG 2430 H 1120 W 1744 D ALL | 2 | 26869.61 | 53739.22 | 61370.1892 | PKG00481
2 | TF3 CRATE PKG 2430 H 1600 W 1744 D ALL | 3 | 32039.6 | 96118.8 | 109767.6696 | PKG00472
3 | TF3 CRATE PKG 2430 H 800 W 1744 D ALL | 2 | 24482.67 | 48965.34 | 55918.4183 | PKG00470
4 | TF3 CRATE PKG 2430 H 1600 W 1444 D ALL | 1 | 29498.27 | 29498.27 | 33687.0243 | PKG00468
5 | BUSBAR AND DROPPER JOINT SHROUDS 6X150MM BUSBARS-TPN | 8 | 2454.33 | 19634.64 | 22422.7589 | F3320104
| Board Code : (BLI)SYQF344(TQ3) |  | Total : | 37583.06 | 42919.8545 | 0 | 0
1 | BUSBAR AND DROPPER JOINT SHROUD 2 PKT 6X150-TPN | 1 | 1117.4 | 1117.4 | 1276.0708 | Q3490108
2 | TQ3 CRATE PKG 2430 H 800 W 944 D ALL | 2 | 18232.83 | 36465.66 | 41643.7837 | PKG00372
Panel Level Items
| Panel Code : 01-TQ3,800 MM,944MM |  | Total : | 273666.1076 | 312526.6949 | 0 | 0
1 | TQ3 PANEL,DF,D/O,FORM-IV,800W,65/80KA | 1 | 144554.4501 | 144554.4501 | 165081.182 | Q3220005
2 | VEBAR 5X20 AL TQ/TF | 1 | 395.48 | 395.48 | 451.6382 | Q3260103
3 | HORZ EBAR- TF, 6X50 CU TINNED, 800W | 1 | 4285.44 | 4285.44 | 4893.9725 | F3700103
4 | GLAND PLATE TQ3-3MM SS-SF | 1 | 1080.74 | 1080.74 | 1234.2051 | Q3290106
5 | DROPPER : TQ3 FRONT 12X50 AL TPN 100% N FORM IV 65KA | 1 | 30329.3771 | 30329.3771 | 34636.1486 | Q3310141
6 | AUX BUS-8:3X6MM CU 800 W | 1 | 1950.16 | 1950.16 | 2227.0827 | F33A0117
7 | BUSBAR-6:6X150MM AL TPN 50%N 800W 65KA | 1 | 44128.27 | 44128.27 | 50394.4843 | F31D0286
8 | ZLINK-2PKT,TPN 50%N ,SF PANEL | 1 | 1926.91 | 1926.91 | 2200.5312 | Q3470108
9 | END COVERS LHS,TQ3,DF,30MM | 1 | 10477.849 | 10477.849 | 11965.7036 | Q3680102
10 | INTERPANEL BARRIER STD.& SUP DF PANEL | 1 | 8222.016 | 8222.016 | 9389.5423 | Q3550102
11 | 60W SPACE HEATER | 2 | 297.77 | 595.54 | 680.1067 | C2D90110
12 | 150W SPACE HEATER | 11 | 368.375 | 4052.1254 | 4627.5273 | C2D90111
13 | THERMOSTAT | 13 | 257.32 | 3345.16 | 3820.1727 | C2D90112
14 | EXORA MCB 2P 2A "C" Curve 10kA | 13 | 524.07 | 6812.91 | 7780.3432 | C2760132
15 | HEATER PLUG:16A,240VAC,GREY (OP01W16) | 13 | 201 | 2613 | 2984.046 | N
16 | HEATER SOCKET:ANCHOR,6/16A 6PIN SOCKET-39995 | 13 | 261 | 3393 | 3874.806 | N
17 | EXORA MCB 2P 16A "C" Curve 10kA | 13 | 423.36 | 5503.68 | 6285.2026 | C2760108
| Panel Code : 02-TF3,2430MMH,800 MMW |  | Total : | 349927.7117 | 399617.4468 | 0 | 0
1 | TF3 PANEL STRUCTURE, 800MMWIDTH | 1 | 162880.63 | 162880.63 | 186009.6795 | F3010002
2 | 6:6X150/PH TPN AL COUPLING LINKS FOR LHS | 1 | 48098.11 | 48098.11 | 54928.0416 | CL270110
3 | GLAND PLATE -3MM,MS,TF3 | 1 | 5592.815 | 5592.815 | 6386.9947 | F3110105
4 | 1: AOC FOR 800W | 1 | 21692.52 | 21692.52 | 24772.8578 | F3120110
5 | AUX BUS-8:3X6MM CU 800 W | 1 | 1950.16 | 1950.16 | 2227.0827 | F33A0117
6 | HORZ EBAR- TF, 6X50 CU TINNED, 800W | 1 | 4285.44 | 4285.44 | 4893.9725 | F3700103
7 | HOODS- 600W/800W | 1 | 14561.82 | 14561.82 | 16629.5984 | F3760101
8 | END COVERS LHS, TF3, 30MM | 1 | 18166.83 | 18166.83 | 20746.5199 | F3H90101
9 | DROPPER: TF3 2:6X100 AL TPN 50%N TIER 1 | 1 | 13006.54 | 13006.54 | 14853.4687 | F341A108
10 | DROPPER: TF3 2:6X100 AL TP TIER 2 | 1 | 11688.2673 | 11688.2673 | 13348.0013 | F342A102
11 | BUSBAR-6:6X150MM AL TPN 50%N 30W 65KA | 1 | 1797.7 | 1797.7 | 2052.9734 | F31D0429
12 | I/C DROPPER LINKS 800A,3P AL (2:6/50 AL) : Feeder rating = 800A | 2 | 9442.54 | 18885.08 | 21566.7614 | F3A10101
13 | OG CABLE/DUCT LINKS - 2X6X100 AL - ALUMINIUM 3 POLE : Feeder rating = 800A | 2 | 8506.9872 | 17013.9743 | 19429.9587 | F3B10103
14 | O/G CABLE N LINK TF3 800A,3P AL (1:6/100 AL) TPN 50%N : Feeder rating = 800A | 1 | 1514.54 | 1514.54 | 1729.6047 | F3E10101
15 | 800A,TPN AL (2:6/100 AL) : Feeder rating = 800A EXTRA FOR AOC | 1 | 4785.1865 | 4785.1865 | 5464.683 | F3B50110
16 | 800A,TP AL (2:6/100 AL) : Feeder rating = 800A EXTRA FOR AOC | 1 | 4008.0985 | 4008.0985 | 4577.2485 | F3B50103
| Panel Code : 03-TF3,2430MMH,1050 MMW |  | Total : | 690108.9985 | 788104.4763 | 0 | 0
1 | TF3 PANEL STRUCTURE, 1050MMWIDTH | 1 | 208478.45 | 208478.45 | 238082.3899 | F3010003
2 | GLAND PLATE -3MM,MS,TF3 | 1 | 5592.815 | 5592.815 | 6386.9947 | F3110105
3 | 1: AOC FOR 1050W | 1 | 23153.03 | 23153.03 | 26440.7603 | F3120210
4 | BUSBAR-6:6X150MM AL TPN 50%N 1050W 65KA | 1 | 82701.51 | 82701.51 | 94445.1244 | F31D0287
5 | AUX BUS-8:3X6MM CU 1050 W | 1 | 2334.31 | 2334.31 | 2665.782 | F33A0180
6 | HORZ EBAR- TF, 6X50 CU TINNED, 1050W | 1 | 5542.69 | 5542.69 | 6329.752 | F3710103
7 | HOODS- 1050W | 1 | 17381.54 | 17381.54 | 19849.7187 | F3760102
8 | I/C DIRECT LINKS 4000A 4P AL (6:6/150 AL) | 1 | 142313.7535 | 142313.7535 | 162522.3065 | F3A20112
9 | OG CABLE/DUCT LINKS - 6X6X150 AL - 4 POLE : Feeder rating = 4000A | 1 | 202610.9 | 202610.9 | 231381.6478 | F3B20112
| Panel Code : 04-TF3,2430MMH,800 MMW |  | Total : | 322383.4411 | 368161.8897 | 0 | 0
1 | TF3 PANEL STRUCTURE, 800MMWIDTH | 1 | 162880.63 | 162880.63 | 186009.6795 | F3010002
2 | GLAND PLATE -3MM,MS,TF3 | 1 | 5592.815 | 5592.815 | 6386.9947 | F3110105
3 | 1: AOC FOR 800W | 1 | 21692.52 | 21692.52 | 24772.8578 | F3120110
4 | BUSBAR-6:6X150MM AL TPN 50%N 800W 65KA | 1 | 44128.27 | 44128.27 | 50394.4843 | F31D0286
5 | AUX BUS-8:3X6MM CU 800 W | 1 | 1950.16 | 1950.16 | 2227.0827 | F33A0117
6 | HORZ EBAR- TF, 6X50 CU TINNED, 800W | 1 | 4285.44 | 4285.44 | 4893.9725 | F3700103
7 | HOODS- 600W/800W | 1 | 14561.82 | 14561.82 | 16629.5984 | F3760101
8 | DROPPER: TF3 2:6X100 AL TP TIER 1 | 1 | 11688.2673 | 11688.2673 | 13348.0013 | F342A102
9 | DROPPER: TF3 2:6X100 AL TP TIER 2 | 1 | 11688.2673 | 11688.2673 | 13348.0013 | F342A102
12 | I/C DROPPER LINKS 800A,3P AL (2:6/50 AL) : Feeder rating = 800A | 2 | 9442.54 | 18885.08 | 21566.7614 | F3A10101
13 | OG CABLE/DUCT LINKS - 2X6X100 AL - ALUMINIUM 3 POLE : Feeder rating = 800A | 2 | 8506.9872 | 17013.9743 | 19429.9587 | F3B10103
16 | 800A,TP AL (2:6/100 AL) : Feeder rating = 800A EXTRA FOR AOC | 2 | 4008.0985 | 8016.1971 | 9154.4971 | F3B50103
| Panel Code : 05-TF3,2430MMH,800 MMW |  | Total : | 322397.4097 | 368177.8418 | 0 | 0
1 | TF3 PANEL STRUCTURE, 800MMWIDTH | 1 | 162880.63 | 162880.63 | 186009.6795 | F3010002
2 | GLAND PLATE -3MM,MS,TF3 | 1 | 5592.815 | 5592.815 | 6386.9947 | F3110105
3 | 1: AOC FOR 800W | 1 | 21692.52 | 21692.52 | 24772.8578 | F3120110
4 | BUSBAR-6:6X150MM AL TPN 50%N 800W 65KA | 1 | 44128.27 | 44128.27 | 50394.4843 | F31D0286
5 | AUX BUS-8:3X6MM CU 800 W | 1 | 1950.16 | 1950.16 | 2227.0827 | F33A0117
6 | HORZ EBAR- TF, 6X50 CU TINNED, 800W | 1 | 4285.44 | 4285.44 | 4893.9725 | F3700103
7 | DROPPER: TF3 3:6X100 AL TPN 50%N TIER 1 | 1 | 16670.48 | 16670.48 | 19037.6882 | F341A109
8 | DROPPER: TF3 2:6X100 AL TP TIER 2 | 1 | 11688.2673 | 11688.2673 | 13348.0013 | F342A102
9 | I/C DROPPER LINKS 1250A,3P AL (4:6/50 AL) : Feeder rating = 1250A | 1 | 13733.81 | 13733.81 | 15684.011 | F3A10103
10 | OG CABLE/DUCT LINKS - 2X6X150 AL - ALUMINIUM 3 POLE : Feeder rating = 1250A | 1 | 10554.255 | 10554.255 | 12052.9592 | F3B10104
11 | EXTRA FOR AOC - 2X6X150 AL ALUMINIUM - 3 POLE : Feeder rating = 1250A | 1 | 5552.9551 | 5552.9551 | 6341.4747 | F3B50117
12 | NEUTRAL CABLE/DUCT LINKS - 1X6X150 AL - ALUMINIUM 3 POLE - TPN FEEDER 50%N : Feeder rating = 1250A | 1 | 1710.1815 | 1710.1815 | 1953.0273 | F3E10104
13 | I/C DROPPER LINKS 800A,3P AL (2:6/50 AL) : Feeder rating = 800A | 1 | 9442.54 | 9442.54 | 10783.3807 | F3A10101
14 | OG CABLE/DUCT LINKS - 2X6X100 AL - ALUMINIUM 3 POLE : Feeder rating = 800A | 1 | 8506.9872 | 8506.9872 | 9714.9793 | F3B10103
15 | 800A,TP AL (2:6/100 AL) : Feeder rating = 800A EXTRA FOR AOC | 1 | 4008.0985 | 4008.0985 | 4577.2485 | F3B50103
| Panel Code : 06-TF3,2430MMH,600 MMW |  | Total : | 211836.66 | 241917.4657 | 0 | 0
1 | TF3 PANEL STRUCTURE, 600MMWIDTH | 1 | 151435.57 | 151435.57 | 172939.4209 | F3010001
2 | GLAND PLATE, 3MM SS, TF1400-600W | 1 | 4583.23 | 4583.23 | 5234.0487 | F3110114
3 | BUSBAR-6:6X150MM AL TPN 50%N 600W 65KA | 1 | 36341.69 | 36341.69 | 41502.21 | F31D0285
4 | AUX BUS-8:3X6MM CU 600 W | 1 | 1642.83 | 1642.83 | 1876.1119 | F33A0159
5 | HORZ EBAR- TF, 6X50 CU TINNED, 600W | 1 | 3271.52 | 3271.52 | 3736.0758 | F3720103
6 | HOODS- 600W/800W | 1 | 14561.82 | 14561.82 | 16629.5984 | F3760101
| Panel Code : 07-TF3,2430MMH,1050 MMW |  | Total : | 679367.8596 | 775838.0957 | 0 | 0
1 | TF3 PANEL STRUCTURE, 1050MMWIDTH | 1 | 208478.45 | 208478.45 | 238082.3899 | F3010003
2 | GLAND PLATE, 3MM SS, TF1400-1050W | 1 | 5493.26 | 5493.26 | 6273.3029 | F3110117
3 | BUSBAR-6:6X150MM AL TPN 50%N 1050W 65KA | 1 | 82701.51 | 82701.51 | 94445.1244 | F31D0287
4 | AUX BUS-8:3X6MM CU 1050 W | 1 | 2334.31 | 2334.31 | 2665.782 | F33A0180
5 | HORZ EBAR- TF, 6X50 CU TINNED, 1050W | 1 | 5542.69 | 5542.69 | 6329.752 | F3710103
6 | HOODS- 1050W | 1 | 17381.54 | 17381.54 | 19849.7187 | F3760102
7 | I/C DIRECT LINKS 4000A 4P AL (6:6/150 AL) | 1 | 142313.7535 | 142313.7535 | 162522.3065 | F3A20112
8 | B/C 4000A WITH 4000C 4P AL (6:6/150 AL) : Feeder rating = 4000A | 1 | 215122.3461 | 215122.3461 | 245669.7193 | F3D10117
| Panel Code : 08-TF3,2430MMH,800 MMW |  | Total : | 336959.2297 | 384807.4403 | 0 | 0
1 | TF3 PANEL STRUCTURE, 800MMWIDTH | 1 | 162880.63 | 162880.63 | 186009.6795 | F3010002
2 | GLAND PLATE -3MM,MS,TF3 | 1 | 5592.815 | 5592.815 | 6386.9947 | F3110105
3 | 1: AOC FOR 800W | 1 | 21692.52 | 21692.52 | 24772.8578 | F3120110
4 | BUSBAR-6:6X150MM AL TPN 50%N 800W 65KA | 1 | 44128.27 | 44128.27 | 50394.4843 | F31D0286
5 | AUX BUS-8:3X6MM CU 800 W | 1 | 1950.16 | 1950.16 | 2227.0827 | F33A0117
6 | HORZ EBAR- TF, 6X50 CU TINNED, 800W | 1 | 4285.44 | 4285.44 | 4893.9725 | F3700103
7 | HOODS- 600W/800W | 1 | 14561.82 | 14561.82 | 16629.5984 | F3760101
8 | DROPPER: TF3 3:6X100 AL TPN 50%N TIER 1 | 1 | 16670.48 | 16670.48 | 19037.6882 | F341A109
9 | DROPPER: TF3 2:6X100 AL TP TIER 2 | 1 | 11688.2673 | 11688.2673 | 13348.0013 | F342A102
10 | I/C DROPPER LINKS 1250A,3P AL (4:6/50 AL) : Feeder rating = 1250A | 1 | 13733.81 | 13733.81 | 15684.011 | F3A10103
11 | OG CABLE/DUCT LINKS - 2X6X150 AL - ALUMINIUM 3 POLE : Feeder rating = 1250A | 1 | 10554.255 | 10554.255 | 12052.9592 | F3B10104
12 | EXTRA FOR AOC - 2X6X150 AL ALUMINIUM - 3 POLE : Feeder rating = 1250A | 1 | 5552.9551 | 5552.9551 | 6341.4747 | F3B50117
13 | NEUTRAL CABLE/DUCT LINKS - 1X6X150 AL - ALUMINIUM 3 POLE - TPN FEEDER 50%N : Feeder rating = 1250A | 1 | 1710.1815 | 1710.1815 | 1953.0273 | F3E10104
14 | I/C DROPPER LINKS 800A,3P AL (2:6/50 AL) : Feeder rating = 800A | 1 | 9442.54 | 9442.54 | 10783.3807 | F3A10101
15 | OG CABLE/DUCT LINKS - 2X6X100 AL - ALUMINIUM 3 POLE : Feeder rating = 800A | 1 | 8506.9872 | 8506.9872 | 9714.9793 | F3B10103
16 | 800A,TP AL (2:6/100 AL) : Feeder rating = 800A EXTRA FOR AOC | 1 | 4008.0985 | 4008.0985 | 4577.2485 | F3B50103
| Panel Code : 09-TF3,2430MMH,800 MMW |  | Total : | 261212.3937 | 298304.5536 | 0 | 0
1 | TF3 PANEL STRUCTURE, 800MMWIDTH | 1 | 162880.63 | 162880.63 | 186009.6795 | F3010002
2 | GLAND PLATE, 3MM SS, TF1400-800W | 1 | 5592.82 | 5592.82 | 6387.0004 | F3110105
3 | BUSBAR-6:6X150MM AL TPN 50%N 800W 65KA | 1 | 44128.27 | 44128.27 | 50394.4843 | F31D0286
4 | AUX BUS-8:3X6MM CU 800 W | 1 | 1950.16 | 1950.16 | 2227.0827 | F33A0117
5 | HORZ EBAR- TF, 6X50 CU TINNED, 800W | 1 | 4285.44 | 4285.44 | 4893.9725 | F3700103
6 | HOODS- 600W/800W | 1 | 14561.82 | 14561.82 | 16629.5984 | F3760101
7 | DROPPER: TF3 2:6X100 AL TPN 50%N TIER 1 | 1 | 13006.54 | 13006.54 | 14853.4687 | F341A108
8 | OG CABLE/DUCT LINKS - 2X6X100 AL - ALUMINIUM 3 POLE : Feeder rating = 800A | 1 | 8506.9872 | 8506.9872 | 9714.9793 | F3B10103
9 | O/G CABLE N LINK TF3 800A,3P AL (1:6/100 AL) TPN 50%N : Feeder rating = 800A | 1 | 1514.54 | 1514.54 | 1729.6047 | F3E10101
10 | 800A,TPN AL (2:6/100 AL) : Feeder rating = 800A EXTRA FOR AOC | 1 | 4785.1865 | 4785.1865 | 5464.683 | F3B50110
| Panel Code : 10-TF3,2430MMH,1050 MMW |  | Total : | 690108.9985 | 788104.4763 | 0 | 0
1 | TF3 PANEL STRUCTURE, 1050MMWIDTH | 1 | 208478.45 | 208478.45 | 238082.3899 | F3010003
2 | GLAND PLATE -3MM,MS,TF3 | 1 | 5592.815 | 5592.815 | 6386.9947 | F3110105
3 | 1: AOC FOR 1050W | 1 | 23153.03 | 23153.03 | 26440.7603 | F3120210
4 | BUSBAR-6:6X150MM AL TPN 50%N 1050W 65KA | 1 | 82701.51 | 82701.51 | 94445.1244 | F31D0287
5 | AUX BUS-8:3X6MM CU 1050 W | 1 | 2334.31 | 2334.31 | 2665.782 | F33A0180
6 | HORZ EBAR- TF, 6X50 CU TINNED, 1050W | 1 | 5542.69 | 5542.69 | 6329.752 | F3710103
7 | HOODS- 1050W | 1 | 17381.54 | 17381.54 | 19849.7187 | F3760102
8 | I/C DIRECT LINKS 4000A 4P AL (6:6/150 AL) | 1 | 142313.7535 | 142313.7535 | 162522.3065 | F3A20112
9 | OG CABLE/DUCT LINKS - 6X6X150 AL - 4 POLE : Feeder rating = 4000A | 1 | 202610.9 | 202610.9 | 231381.6478 | F3B20112
| Panel Code : 11-TF3,2430MMH,800 MMW |  | Total : | 322383.4411 | 368161.8897 | 0 | 0
1 | TF3 PANEL STRUCTURE, 800MMWIDTH | 1 | 162880.63 | 162880.63 | 186009.6795 | F3010002
2 | GLAND PLATE -3MM,MS,TF3 | 1 | 5592.815 | 5592.815 | 6386.9947 | F3110105
3 | 1: AOC FOR 800W | 1 | 21692.52 | 21692.52 | 24772.8578 | F3120110
4 | BUSBAR-6:6X150MM AL TPN 50%N 800W 65KA | 1 | 44128.27 | 44128.27 | 50394.4843 | F31D0286
5 | AUX BUS-8:3X6MM CU 800 W | 1 | 1950.16 | 1950.16 | 2227.0827 | F33A0117
6 | HORZ EBAR- TF, 6X50 CU TINNED, 800W | 1 | 4285.44 | 4285.44 | 4893.9725 | F3700103
7 | HOODS- 600W/800W | 1 | 14561.82 | 14561.82 | 16629.5984 | F3760101
8 | DROPPER: TF3 2:6X100 AL TP TIER 1 | 1 | 11688.2673 | 11688.2673 | 13348.0013 | F342A102
9 | DROPPER: TF3 2:6X100 AL TP TIER 2 | 1 | 11688.2673 | 11688.2673 | 13348.0013 | F342A102
10 | I/C DROPPER LINKS 800A,3P AL (2:6/50 AL) : Feeder rating = 800A | 2 | 9442.54 | 18885.08 | 21566.7614 | F3A10101
11 | OG CABLE/DUCT LINKS - 2X6X100 AL - ALUMINIUM 3 POLE : Feeder rating = 800A | 2 | 8506.9872 | 17013.9743 | 19429.9587 | F3B10103
12 | 800A,TP AL (2:6/100 AL) : Feeder rating = 800A EXTRA FOR AOC | 2 | 4008.0985 | 8016.1971 | 9154.4971 | F3B50103
| Panel Code : 12-TF3,2430MMH,800 MMW |  | Total : | 313229.2217 | 357707.7712 | 0 | 0
1 | TF3 PANEL STRUCTURE, 800MMWIDTH | 1 | 162880.63 | 162880.63 | 186009.6795 | F3010002
2 | GLAND PLATE -3MM,MS,TF3 | 1 | 5592.815 | 5592.815 | 6386.9947 | F3110105
3 | 1: AOC FOR 800W | 1 | 21692.52 | 21692.52 | 24772.8578 | F3120110
4 | BUSBAR-6:6X150MM AL TPN 50%N 800W 65KA | 1 | 44128.27 | 44128.27 | 50394.4843 | F31D0286
5 | AUX BUS-8:3X6MM CU 800 W | 1 | 1950.16 | 1950.16 | 2227.0827 | F33A0117
6 | HORZ EBAR- TF, 6X50 CU TINNED, 800W | 1 | 4285.44 | 4285.44 | 4893.9725 | F3700103
7 | DROPPER: TF3 2:6X100 AL TPN 50%N TIER 1 | 1 | 13006.54 | 13006.54 | 14853.4687 | F341A108
8 | DROPPER: TF3 2:6X100 AL TP TIER 2 | 1 | 11688.2673 | 11688.2673 | 13348.0013 | F342A102
9 | BUSBAR-6:6X150MM AL TPN 50%N 30W 65KA | 1 | 1797.7 | 1797.7 | 2052.9734 | F31D0429
10 | I/C DROPPER LINKS 800A,3P AL (2:6/50 AL) : Feeder rating = 800A | 2 | 9442.54 | 18885.08 | 21566.7614 | F3A10101
11 | OG CABLE/DUCT LINKS - 2X6X100 AL - ALUMINIUM 3 POLE : Feeder rating = 800A | 2 | 8506.9872 | 17013.9743 | 19429.9587 | F3B10103
12 | O/G CABLE N LINK TF3 800A,3P AL (1:6/100 AL) TPN 50%N : Feeder rating = 800A | 1 | 1514.54 | 1514.54 | 1729.6047 | F3E10101
13 | 800A,TPN AL (2:6/100 AL) : Feeder rating = 800A EXTRA FOR AOC | 1 | 4785.1865 | 4785.1865 | 5464.683 | F3B50110
14 | 800A,TP AL (2:6/100 AL) : Feeder rating = 800A EXTRA FOR AOC | 1 | 4008.0985 | 4008.0985 | 4577.2485 | F3B50103
| Panel Code : 13-TF3,2430MMH,800 MMW |  | Total : | 348310.797 | 397770.9302 | 0 | 0
1 | TF3 PANEL STRUCTURE, 800MMWIDTH | 1 | 162880.63 | 162880.63 | 186009.6795 | F3010002
2 | 6:6X150/PH TPN AL COUPLING LINKS FOR RHS | 1 | 38388.86 | 38388.86 | 43840.0781 | CL320110
3 | GLAND PLATE -3MM,MS,TF3 | 1 | 5592.815 | 5592.815 | 6386.9947 | F3110105
4 | 1: AOC FOR 800W | 1 | 21692.52 | 21692.52 | 24772.8578 | F3120110
5 | AUX BUS-8:3X6MM CU 800 W | 1 | 1950.16 | 1950.16 | 2227.0827 | F33A0117
6 | HORZ EBAR- TF, 6X50 CU TINNED, 800W | 1 | 4285.44 | 4285.44 | 4893.9725 | F3700103
7 | TF1400 PANEL EC - RHS | 1 | 18166.83 | 18166.83 | 20746.5199 | F3H90104
8 | DROPPER: TF3 3:6X100 AL TPN 50%N TIER 1 | 1 | 16670.48 | 16670.48 | 19037.6882 | F341A109
9 | DROPPER: TF3 2:6X100 AL TP TIER 2 | 1 | 11688.2673 | 11688.2673 | 13348.0013 | F342A102
10 | DROPPER: TF3 2:6X100 AL TP TIER 3 | 1 | 11688.2673 | 11688.2673 | 13348.0013 | F342A102
11 | BUSBAR-6:6X150MM AL TPN 50%N 30W 65KA | 1 | 1797.7 | 1797.7 | 2052.9734 | F31D0429
12 | I/C DROPPER LINKS 1250A,3P AL (4:6/50 AL) : Feeder rating = 1250A | 1 | 13733.81 | 13733.81 | 15684.011 | F3A10103
13 | OG CABLE/DUCT LINKS - 2X6X150 AL - ALUMINIUM 3 POLE : Feeder rating = 1250A | 1 | 10554.255 | 10554.255 | 12052.9592 | F3B10104
14 | EXTRA FOR AOC - 2X6X150 AL ALUMINIUM - 3 POLE : Feeder rating = 1250A | 1 | 5552.9551 | 5552.9551 | 6341.4747 | F3B50117
15 | NEUTRAL CABLE/DUCT LINKS - 1X6X150 AL - ALUMINIUM 3 POLE - TPN FEEDER 50%N : Feeder rating = 1250A | 1 | 1710.1815 | 1710.1815 | 1953.0273 | F3E10104
16 | I/C DROPPER LINKS 800A,3P AL (2:6/50 AL) : Feeder rating = 800A | 1 | 9442.54 | 9442.54 | 10783.3807 | F3A10101
17 | OG CABLE/DUCT LINKS - 2X6X100 AL - ALUMINIUM 3 POLE : Feeder rating = 800A | 1 | 8506.9872 | 8506.9872 | 9714.9793 | F3B10103
18 | 800A,TP AL (2:6/100 AL) : Feeder rating = 800A EXTRA FOR AOC | 1 | 4008.0985 | 4008.0985 | 4577.2485 | F3B50103
| Panel Code : 14-TQ3,800 MM,944MM |  | Total : | 247350.6922 | 282474.4904 | 0 | 0
1 | TQ3 PANEL,DF,D/O,FORM-IV,800W,65/80KA | 1 | 144554.4501 | 144554.4501 | 165081.182 | Q3220005
2 | VEBAR 5X20 AL TQ/TF | 1 | 395.48 | 395.48 | 451.6382 | Q3260103
3 | HORZ EBAR- TF, 6X50 CU TINNED, 800W | 1 | 4285.44 | 4285.44 | 4893.9725 | F3700103
4 | GLAND PLATE TQ3-3MM SS-SF | 1 | 1080.74 | 1080.74 | 1234.2051 | Q3290106
5 | DROPPER : TQ3 FRONT 12X50 AL TPN 100% N FORM IV 65KA | 1 | 30329.3771 | 30329.3771 | 34636.1486 | Q3310141
6 | AUX BUS-8:3X6MM CU 800 W | 1 | 1950.16 | 1950.16 | 2227.0827 | F33A0117
7 | BUSBAR-6:6X150MM AL TPN 50%N 800W 65KA | 1 | 44128.27 | 44128.27 | 50394.4843 | F31D0286
8 | ZLINK-2PKT,TPN 50%N ,SF PANEL | 1 | 1926.91 | 1926.91 | 2200.5312 | Q3470108
9 | END COVERS LHS,TQ3,DF,30MM | 1 | 10477.849 | 10477.849 | 11965.7036 | Q3680102
10 | INTERPANEL BARRIER STD.& SUP DF PANEL | 1 | 8222.016 | 8222.016 | 9389.5423 | Q3550102
Electrical Systems & Equipments

## SCQF344-FLI
Detailed Tender Report
SO No : |  |  |  |  | Tender Code : | 400087
Customer : | HPCL ,VISAKHAPATNAM |  |  |  | Folder : | APR 19
Project : | ELECTRICAL PACKAGE FOR NAPTHA ISOMERIZATION UNIT |  |  |  | Report Date : | 2019-06-10
Consultant : | TECHNIP |  |  |  | Revision No : | 2
MBOM No : | SCQF344 |  |  |  | Estimated By : | KJ
Note: Items marked 'N' are not found in the cost folder. Hence, costs are added manually.
Items marked 'X' are extra items added separately at the end of costing.
Sr. No. | Item Description | Quantity | Unit Cost | Cost | Cost_PGOH | Cost SrNo. | REMARKS
Feeder Level Items
| Feeder Code : E-104-AO |  | Total : | 381824.73 | 436043.8417 | 0 | 0
1 | C POWER ELE D/O ACB 3P, 800 H | 1 | 185301.42 | 185301.42 | 211614.2216 | AB020002
2 | AUTO RESET W/O IND (TRIP/LOCK) | 1 | 150 | 150 | 171.3 | AB050020
3 | TF CONTROL WIRING: NON SUP PANEL WITH RELAY FOR OUTGOING FEEDER 800MM 1.5SQMM | 1 | 31627.5 | 31627.5 | 36118.605 | TH032167
4 | 800A/1A,15VA,5P20 CT | 3 | 7222.5 | 21667.5 | 24744.285
5 | ELMEX: CST 6 | 9 | 26.53 | 238.77 | 272.6753 | C2C30114
6 | ABB RELAY, REF615, AUX SUPP:1 : 48-250Vdc, 100-240Vac HBFHAEAGNDA1BNN11G | 1 | 117000 | 117000 | 133614 | N
7 | 6A CONTROL FUSE | 2 | 104.25 | 208.5 | 238.107 | C1130103
8 | HC 63 FUSE BASE SP | 13 | 205.26 | 2668.38 | 3047.29 | C1100101
9 | 2A CONTROL FUSE | 11 | 103.2 | 1135.2 | 1296.3984 | C1130101
10 | SALZER 16A 2 POLE DC NON LOCKABLE | 1 | 693 | 693 | 791.406 | C292A185
11 | 3TH30 DC MAIN CONTACTOR | 7 | 1626 | 11382 | 12998.244 | C2A30001
12 | ADD ON BLOCK | 7 | 183 | 1281 | 1462.902 | C2A31001
13 | ELMEX: CST 2.5 | 150 | 24.43 | 3664.5 | 4184.859 | C2C30111
14 | HC NEUTRAL LINK (63A) | 1 | 84.96 | 84.96 | 97.0243 | C1780101
15 | SWITRON BREAKER CONTROL SWITCH | 1 | 2925 | 2925 | 3340.35 | N
16 | RED / GREEN / YELLOW / AMBER | 3 | 183 | 549 | 626.958 | C2410101
17 | BLUE / WHITE | 4 | 312 | 1248 | 1425.216 | C2410102
| Feeder Code : E-105-AO |  | Total : | 380123.73 | 434101.2997 | 0 | 0
1 | C POWER ELE D/O ACB 3P, 1000 H | 1 | 185301.42 | 185301.42 | 211614.2216 | AB020004
2 | AUTO RESET W/O IND (TRIP/LOCK) | 1 | 150 | 150 | 171.3 | AB050020
3 | TF CONTROL WIRING: NON SUP PANEL WITH RELAY FOR OUTGOING FEEDER 800MM 1.5SQMM | 1 | 31627.5 | 31627.5 | 36118.605 | TH032167
4 | 1000-1250A, 15VA (1000A ACB)-PRECISE,EPOXY | 3 | 6655.5 | 19966.5 | 22801.743 | C2040113
5 | ELMEX: CST 6 | 9 | 26.53 | 238.77 | 272.6753 | C2C30114
6 | ABB RELAY, REF615, AUX SUPP:1 : 48-250Vdc, 100-240Vac HBFHAEAGNDA1BNN11G | 1 | 117000 | 117000 | 133614 | N
7 | 6A CONTROL FUSE | 2 | 104.25 | 208.5 | 238.107 | C1130103
8 | HC 63 FUSE BASE SP | 13 | 205.26 | 2668.38 | 3047.29 | C1100101
9 | 2A CONTROL FUSE | 11 | 103.2 | 1135.2 | 1296.3984 | C1130101
10 | SALZER 16A 2 POLE DC NON LOCKABLE | 1 | 693 | 693 | 791.406 | C292A185
11 | 3TH30 DC MAIN CONTACTOR | 7 | 1626 | 11382 | 12998.244 | C2A30001
12 | ADD ON BLOCK | 7 | 183 | 1281 | 1462.902 | C2A31001
13 | ELMEX: CST 2.5 | 150 | 24.43 | 3664.5 | 4184.859 | C2C30111
14 | HC NEUTRAL LINK (63A) | 1 | 84.96 | 84.96 | 97.0243 | C1780101
15 | SWITRON BREAKER CONTROL SWITCH | 1 | 2925 | 2925 | 3340.35 | N
16 | RED / GREEN / YELLOW / AMBER | 3 | 183 | 549 | 626.958 | C2410101
17 | BLUE / WHITE | 4 | 312 | 1248 | 1425.216 | C2410102
| Feeder Code : E-108-AO |  | Total : | 380835.39 | 434914.0154 | 0 | 0
1 | C POWER ELE D/O ACB 3P, 1250 H | 1 | 186013.08 | 186013.08 | 212426.9374 | AB020006
2 | AUTO RESET W/O IND (TRIP/LOCK) | 1 | 150 | 150 | 171.3 | AB050020
3 | TF CONTROL WIRING: NON SUP PANEL WITH RELAY FOR OUTGOING FEEDER 800MM 1.5SQMM | 1 | 31627.5 | 31627.5 | 36118.605 | TH032167
4 | 1000-1250A, 15VA (1000A ACB)-PRECISE,EPOXY | 3 | 6655.5 | 19966.5 | 22801.743 | C2040113
5 | ELMEX: CST 6 | 9 | 26.53 | 238.77 | 272.6753 | C2C30114
6 | ABB RELAY, REF615, AUX SUPP:1 : 48-250Vdc, 100-240Vac HBFHAEAGNDA1BNN11G | 1 | 117000 | 117000 | 133614 | N
7 | 6A CONTROL FUSE | 2 | 104.25 | 208.5 | 238.107 | C1130103
8 | HC 63 FUSE BASE SP | 13 | 205.26 | 2668.38 | 3047.29 | C1100101
9 | 2A CONTROL FUSE | 11 | 103.2 | 1135.2 | 1296.3984 | C1130101
10 | SALZER 16A 2 POLE DC NON LOCKABLE | 1 | 693 | 693 | 791.406 | C292A185
11 | 3TH30 DC MAIN CONTACTOR | 7 | 1626 | 11382 | 12998.244 | C2A30001
12 | ADD ON BLOCK | 7 | 183 | 1281 | 1462.902 | C2A31001
13 | ELMEX: CST 2.5 | 150 | 24.43 | 3664.5 | 4184.859 | C2C30111
14 | HC NEUTRAL LINK (63A) | 1 | 84.96 | 84.96 | 97.0243 | C1780101
15 | SWITRON BREAKER CONTROL SWITCH | 1 | 2925 | 2925 | 3340.35 | N
16 | RED / GREEN / YELLOW / AMBER | 3 | 183 | 549 | 626.958 | C2410101
17 | BLUE / WHITE | 4 | 312 | 1248 | 1425.216 | C2410102
| Feeder Code : E-109-AO |  | Total : | 675649.59 | 771591.8318 | 0 | 0
1 | C POWER ELE D/O ACB 3P, 4000 C | 1 | 446898.78 | 446898.78 | 510358.4068 | AB020015
2 | AUTO RESET W/O IND (TRIP/LOCK) | 1 | 150 | 150 | 171.3 | AB050020
3 | HIMALAYA HEAT SINK:HEC215 | 3 | 4800 | 14400 | 16444.8
4 | TF CONTROL WIRING: SUP PANEL WITH RELAY FOR OUTGOING FEEDER 800MM 1.5SQMM | 1 | 34740 | 34740 | 39673.08 | TH032159
5 | 3200-4000A, 15VA (3200/4000A ACB)-PRECISE,EPOXY | 3 | 12127.5 | 36382.5 | 41548.815 | C2040118
6 | ABB RELAY, REF615, AUX SUPP:1 : 48-250Vdc, 100-240Vac HBFHAEAGNDA1BNN11G | 1 | 117000 | 117000 | 133614 | N
7 | 6A CONTROL FUSE | 2 | 104.25 | 208.5 | 238.107 | C1130103
8 | HC 63 FUSE BASE SP | 13 | 205.26 | 2668.38 | 3047.29 | C1100101
9 | 2A CONTROL FUSE | 11 | 103.2 | 1135.2 | 1296.3984 | C1130101
10 | SALZER 16A 2 POLE DC NON LOCKABLE | 1 | 693 | 693 | 791.406 | C292A185
11 | 3TH30 DC MAIN CONTACTOR | 7 | 1626 | 11382 | 12998.244 | C2A30001
12 | ADD ON BLOCK | 7 | 183 | 1281 | 1462.902 | C2A31001
13 | HC NEUTRAL LINK (63A) | 1 | 84.96 | 84.96 | 97.0243 | C1780101
14 | SWITRON BREAKER CONTROL SWITCH | 1 | 2925 | 2925 | 3340.35 | N
15 | RED / GREEN / YELLOW / AMBER | 3 | 183 | 549 | 626.958 | C2410101
16 | BLUE / WHITE | 4 | 312 | 1248 | 1425.216 | C2410102
17 | ELMEX: CST 6 | 9 | 26.53 | 238.77 | 272.6753 | C2C30114
18 | ELMEX: CST 2.5 | 150 | 24.43 | 3664.5 | 4184.859 | C2C30111
| Feeder Code : E-111-AO |  | Total : | 425940.89 | 486424.4964 | 0 | 0
1 | C POWER ELE D/O ACB 3P, 800 H | 1 | 185301.42 | 185301.42 | 211614.2216 | AB020002
2 | AUTO RESET W/O IND (TRIP/LOCK) | 1 | 150 | 150 | 171.3 | AB050020
3 | TF CONTROL WIRING: NON SUP PANEL WITH RELAY FOR MOTOR FEEDER 800MM 1.5SQMM | 1 | 31627.5 | 31627.5 | 36118.605 | TH032168
3 | 200A/1A,15VA,5P20 CT | 3 | 15642 | 46926 | 53589.492
4 | 6A CONTROL FUSE | 2 | 104.25 | 208.5 | 238.107 | C1130103
5 | HC 63 FUSE BASE SP | 14 | 205.26 | 2873.64 | 3281.6969 | C1100101
6 | 2A CONTROL FUSE | 12 | 103.2 | 1238.4 | 1414.2528 | C1130101
7 | SALZER 16A 2 POLE DC NON LOCKABLE | 1 | 693 | 693 | 791.406 | C292A185
8 | 3TH30 DC MAIN CONTACTOR | 10 | 1626 | 16260 | 18568.92 | C2A30001
9 | ADD ON BLOCK | 10 | 183 | 1830 | 2089.86 | C2A31001
10 | HC NEUTRAL LINK (63A) | 2 | 84.96 | 169.92 | 194.0486 | C1780101
11 | SWITRON BREAKER CONTROL SWITCH | 1 | 2925 | 2925 | 3340.35 | N
12 | RED / GREEN / YELLOW / AMBER | 3 | 183 | 549 | 626.958 | C2410101
13 | BLUE / WHITE | 4 | 312 | 1248 | 1425.216 | C2410102
14 | PRECISE, EPOXY CL1, 15VA, 200/1A | 1 | 3063 | 3063 | 3497.946 | C2010514
15 | ABBREM615, 1 : 48-250V DC,100-240V AC,REM615CHR17 HBMBCAAJNDA1BNN11G | 1 | 125586 | 125586 | 143419.212
16 | SALZER 16A 2 POLE AC NON LOCKABLE | 1 | 396 | 396 | 452.232 | C292A105
17 | ELMEX: CST 6 | 17 | 26.53 | 451.01 | 515.0534 | C2C30114
18 | ELMEX: CST 2.5 | 150 | 24.43 | 3664.5 | 4184.859 | C2C30111
19 | KIYOSH RESISTOR: 0-300 OHM 150W WIRE WOUND | 1 | 780 | 780 | 890.76 | C2D90204
| Feeder Code : E-112-AO |  | Total : | 411016.64 | 469381.0029 | 0 | 0
1 | C POWER ELE D/O ACB 3P, 800 H | 1 | 185301.42 | 185301.42 | 211614.2216 | AB020002
2 | AUTO RESET W/O IND (TRIP/LOCK) | 1 | 150 | 150 | 171.3 | AB050020
3 | TF CONTROL WIRING: NON SUP PANEL WITH RELAY FOR MOTOR FEEDER 800MM 1.5SQMM | 1 | 31627.5 | 31627.5 | 36118.605 | TH032168
4 | 300A/1A,15VA,5P20 CT | 3 | 11549.25 | 34647.75 | 39567.7305
5 | ELMEX: CST 6 | 17 | 26.53 | 451.01 | 515.0534 | C2C30114
6 | 6A CONTROL FUSE | 2 | 104.25 | 208.5 | 238.107 | C1130103
7 | HC 63 FUSE BASE SP | 14 | 205.26 | 2873.64 | 3281.6969 | C1100101
8 | 2A CONTROL FUSE | 12 | 103.2 | 1238.4 | 1414.2528 | C1130101
9 | SALZER 16A 2 POLE DC NON LOCKABLE | 1 | 693 | 693 | 791.406 | C292A185
10 | 3TH30 DC MAIN CONTACTOR | 9 | 1626 | 14634 | 16712.028 | C2A30001
11 | ADD ON BLOCK | 10 | 183 | 1830 | 2089.86 | C2A31001
12 | ELMEX: CST 2.5 | 150 | 24.43 | 3664.5 | 4184.859 | C2C30111
13 | HC NEUTRAL LINK (63A) | 2 | 84.96 | 169.92 | 194.0486 | C1780101
14 | SWITRON BREAKER CONTROL SWITCH | 1 | 2925 | 2925 | 3340.35 | N
15 | RED / GREEN / YELLOW / AMBER | 3 | 183 | 549 | 626.958 | C2410101
16 | BLUE / WHITE | 4 | 312 | 1248 | 1425.216 | C2410102
17 | PRECISE, EPOXY CL1, 15VA, 300-400/1A | 1 | 2043 | 2043 | 2333.106 | C2010516
18 | ABBREM615, 1 : 48-250V DC,100-240V AC,REM615CHR17 HBMBCAAJNDA1BNN11G | 1 | 125586 | 125586 | 143419.212
19 | SALZER 16A 2 POLE AC NON LOCKABLE | 1 | 396 | 396 | 452.232 | C292A105
20 | KIYOSH RESISTOR: 0-300 OHM 150W WIRE WOUND | 1 | 780 | 780 | 890.76 | C2D90204
| Feeder Code : E-122-C |  | Total : | 69963.7505 | 79898.6031 | 0 | 0
1 | STARTER FEEDER FORM IV - 500 MM | 1 | 15318.29 | 15318.29 | 17493.4872 | Q3010148
2 | CONTROL WIRING COST - WIRE SIZE - 1.5 SQ MM | 1 | 1056 | 1056 | 1205.952 | N
3 | POWER WIRING 63A CONT | 1 | 4884.7905 | 4884.7905 | 5578.4308 | TH032853
4 | ACC dsine DZ2 Extended ROH | 1 | 1740 | 1740 | 1987.08 | C1440310
5 | ACC dsine DZ1/2/3/4 Aux/TAC 1 C/o | 1 | 497.28 | 497.28 | 567.8938 | C1440301
6 | MCCB dsine DZ2-160H 63A 3P 80KA VTVM | 1 | 8100 | 8100 | 9250.2 | C1440065
7 | DZ SHUNT RELEASE SLOT 1 : 110V DC | 1 | 1500 | 1500 | 1713
8 | MDX 65 CONTACTOR,110 VDC | 1 | 12009 | 12009 | 13714.278 | N
9 | ADD ON BLOCKS TOP:2 NO + 2 NC | 1 | 1176 | 1176 | 1342.992 | N
10 | ADD ON BLOCKS SIDE:1 NO + 1 NC | 1 | 361 | 361 | 412.262
11 | 125A TPN I/C | 1 | 1386.64 | 1386.64 | 1583.5429 | C2D10103
12 | 2A CONTROL FUSE | 2 | 103.2 | 206.4 | 235.7088 | C1130101
13 | HC 63 FUSE BASE SP | 2 | 205.26 | 410.52 | 468.8138 | C1100101
14 | 3TH30 DC MAIN CONTACTOR | 2 | 1626 | 3252 | 3713.784 | C2A30001
15 | SIC MALE | 11 | 233.73 | 2571.03 | 2936.1163 | C2C11101
16 | SIC FEMALE SERVICE | 7 | 125.11 | 875.77 | 1000.1293 | C2C11105
17 | SIC FEMALE TEST | 1 | 174.56 | 174.56 | 199.3475 | C2C11103
18 | SIC FEMALE SERVICE + TEST | 1 | 204.32 | 204.32 | 233.3334 | C2C11104
19 | ESBEE: MUSHROOM PUSH TURN P.B. | 1 | 235.5 | 235.5 | 268.941 | C2430113
20 | ESBEE: GUARD RING FOR PB | 1 | 40.8 | 40.8 | 46.5936 | C2430115
21 | ESBEE: 1 NC (HC61B2) | 1 | 93 | 93 | 106.206 | C2430119
22 | ESBEE: FLUSH HEAD NON-ILLUMINATD P.B. | 1 | 124.5 | 124.5 | 142.179 | C2430111
23 | ESBEE: 1 NO (EC1C) | 1 | 73.5 | 73.5 | 83.937 | C2430116
24 | RED / GREEN / YELLOW / AMBER | 4 | 183 | 732 | 835.944 | C2410101
25 | SIC FEMALE-TQ3 FRAME | 2 | 138.14 | 276.28 | 315.5118 | C2C11102
26 | 125A TPN O/G | 1 | 1968.52 | 1968.52 | 2248.0498 | C2D10104
27 | PROK DV EL RELAY, AUX SUPP:85-275V AC/DC | 1 | 10696.05 | 10696.05 | 12214.8891 | N
| Feeder Code : E-211-AI |  | Total : | 436051.46 | 497970.7673 | 0 | 0
1 | C POWER ELE D/O ACB 4P, 800 H | 1 | 225199.07 | 225199.07 | 257177.3379 | AB020021
2 | AUTO RESET W/O IND (TRIP/LOCK) | 1 | 150 | 150 | 171.3 | AB050020
3 | TF CONTROL WIRING: NON SUP PANEL WITH RELAY FOR INCOMER FEEDER 800MM 1.5SQMM | 1 | 40611 | 40611 | 46377.762 | TH032166
4 | 800A/1A,15VA,5P20 CT | 3 | 7222.5 | 21667.5 | 24744.285
5 | ABB RELAY, REF615, AUX SUPP:1 : 48-250Vdc, 100-240Vac HBFHAEAGNDA1BNN11G | 1 | 117000 | 117000 | 133614 | N
6 | 6A CONTROL FUSE | 2 | 104.25 | 208.5 | 238.107 | C1130103
7 | HC 63 FUSE BASE SP | 12 | 205.26 | 2463.12 | 2812.883 | C1100101
8 | 2A CONTROL FUSE | 10 | 103.2 | 1032 | 1178.544 | C1130101
9 | 3TH30 DC MAIN CONTACTOR | 10 | 1626 | 16260 | 18568.92 | C2A30001
10 | ADD ON BLOCK | 8 | 183 | 1464 | 1671.888 | C2A31001
11 | RED / GREEN / YELLOW / AMBER | 5 | 183 | 915 | 1044.93 | C2410101
12 | BLUE / WHITE | 5 | 312 | 1560 | 1781.52 | C2410102
13 | SALZER 16A 2 POLE DC NON LOCKABLE | 1 | 693 | 693 | 791.406 | C292A185
14 | SWITRON BREAKER CONTROL SWITCH | 1 | 2925 | 2925 | 3340.35 | N
15 | ELMEX: CST 6 | 9 | 26.53 | 238.77 | 272.6753 | C2C30114
16 | ELMEX: CST 2.5 | 150 | 24.43 | 3664.5 | 4184.859 | C2C30111
| Feeder Code : E-212-AB |  | Total : | 520065.5 | 593914.801 | 0 | 0
1 | C POWER ELE D/O ACB 4P, 800 H | 1 | 225199.07 | 225199.07 | 257177.3379 | AB020021
2 | AUTO RESET W/O IND (TRIP/LOCK) | 1 | 150 | 150 | 171.3 | AB050020
3 | TF CONTROL WIRING: NON SUP PANEL WITH RELAY FOR BUS COUPLER FEEDER 800MM 1.5SQMM | 1 | 47256 | 47256 | 53966.352 | TH032165
4 | 800A/1A,15VA,5P20 CT | 3 | 7222.5 | 21667.5 | 24744.285
5 | 6A CONTROL FUSE | 2 | 104.25 | 208.5 | 238.107 | C1130103
6 | HC 63 FUSE BASE SP | 28 | 205.26 | 5747.28 | 6563.3938 | C1100101
7 | 3TH30 DC MAIN CONTACTOR | 9 | 1626 | 14634 | 16712.028 | C2A30001
8 | ADD ON BLOCK | 8 | 183 | 1464 | 1671.888 | C2A31001
9 | RED / GREEN / YELLOW / AMBER | 9 | 183 | 1647 | 1880.874 | C2410101
10 | BLUE / WHITE | 9 | 312 | 2808 | 3206.736 | C2410102
11 | SWITRON BREAKER CONTROL SWITCH | 1 | 2925 | 2925 | 3340.35 | N
12 | ELMEX: CST 6 | 9 | 26.53 | 238.77 | 272.6753 | C2C30114
13 | ELMEX: CST 2.5 | 158 | 24.43 | 3859.94 | 4408.0515 | C2C30111
14 | VAG11 - 1/4NV | 2 | 7596 | 15192 | 17349.264 | RE030101
15 | SALZER 25A 6 POLE DC NON LOCKABLE | 1 | 1170 | 1170 | 1336.14 | C292A218
16 | 25A CONTROL FUSE | 4 | 104.88 | 419.52 | 479.0918 | C1130108
17 | 16A CONTROL FUSE | 6 | 104.82 | 628.92 | 718.2266 | C1130106
18 | 2A CONTROL FUSE | 16 | 103.2 | 1651.2 | 1885.6704 | C1130101
19 | HC NEUTRAL LINK (63A) | 4 | 84.96 | 339.84 | 388.0973 | C1780101
20 | SIEMENS 3TH50 CONTACTOR | 2 | 990 | 1980 | 2261.16 | C2A30002
21 | ELMEX: CBT M5 | 4 | 63.49 | 253.96 | 290.0223 | C2C30107
22 | ABB RELAY, REF615, AUX SUPP:1 : 48-250Vdc, 100-240Vac HBFHAEAGNDA1BNN11G | 1 | 117000 | 117000 | 133614 | N
23 | AE VOLTMETER : DC 96X96 90 DEGREE NORMAL SCALE CLASS 1.0 | 2 | 1260 | 2520 | 2877.84 | C22A0114
24 | SCHNEIDER CONV :ABL8REM24050 | 2 | 22143 | 44286 | 50574.612 | N
25 | SALZER 16A 2 POLE DC NON LOCKABLE | 1 | 693 | 693 | 791.406 | C292A185
26 | SALZER 16A 16 POLE DC LOCKABLE | 1 | 1590 | 1590 | 1815.78 | C292A253
27 | SALZER 25A 2 POLE DC NON LOCKABLE | 2 | 816 | 1632 | 1863.744 | C292A186
28 | SALZER 16A 3 POLE DC LOCKABLE | 1 | 1461 | 1461 | 1668.462 | C292A189
29 | SALZER 16A 2 POLE AC NON LOCKABLE | 2 | 396 | 792 | 904.464 | C292A105
30 | SALZER 16A 6 POLE AC NON LOCKABLE | 1 | 651 | 651 | 743.442 | C292A137
| Feeder Code : E-213-AI |  | Total : | 436051.46 | 497970.7673 | 0 | 0
1 | C POWER ELE D/O ACB 4P, 800 H | 1 | 225199.07 | 225199.07 | 257177.3379 | AB020021
2 | AUTO RESET W/O IND (TRIP/LOCK) | 1 | 150 | 150 | 171.3 | AB050020
3 | TF CONTROL WIRING: NON SUP PANEL WITH RELAY FOR INCOMER FEEDER 800MM 1.5SQMM | 1 | 40611 | 40611 | 46377.762 | TH032166
4 | 800A/1A,15VA,5P20 CT | 3 | 7222.5 | 21667.5 | 24744.285
5 | ABB RELAY, REF615, AUX SUPP:1 : 48-250Vdc, 100-240Vac HBFHAEAGNDA1BNN11G | 1 | 117000 | 117000 | 133614 | N
6 | 6A CONTROL FUSE | 2 | 104.25 | 208.5 | 238.107 | C1130103
7 | HC 63 FUSE BASE SP | 12 | 205.26 | 2463.12 | 2812.883 | C1100101
8 | 2A CONTROL FUSE | 10 | 103.2 | 1032 | 1178.544 | C1130101
9 | 3TH30 DC MAIN CONTACTOR | 10 | 1626 | 16260 | 18568.92 | C2A30001
10 | ADD ON BLOCK | 8 | 183 | 1464 | 1671.888 | C2A31001
11 | RED / GREEN / YELLOW / AMBER | 5 | 183 | 915 | 1044.93 | C2410101
12 | BLUE / WHITE | 5 | 312 | 1560 | 1781.52 | C2410102
13 | SALZER 16A 2 POLE DC NON LOCKABLE | 1 | 693 | 693 | 791.406 | C292A185
14 | SWITRON BREAKER CONTROL SWITCH | 1 | 2925 | 2925 | 3340.35 | N
15 | ELMEX: CST 6 | 9 | 26.53 | 238.77 | 272.6753 | C2C30114
16 | ELMEX: CST 2.5 | 150 | 24.43 | 3664.5 | 4184.859 | C2C30111
| Feeder Code : E-214-AB |  | Total : | 474830.18 | 542256.0656 | 0 | 0
1 | C POWER ELE D/O ACB 4P, 800 H | 1 | 225199.07 | 225199.07 | 257177.3379 | AB020021
2 | AUTO RESET W/O IND (TRIP/LOCK) | 1 | 150 | 150 | 171.3 | AB050020
3 | TF CONTROL WIRING: NON SUP PANEL WITH RELAY FOR BUS COUPLER FEEDER 800MM 1.5SQMM | 1 | 47256 | 47256 | 53966.352 | TH032165
4 | 800A/1A,15VA,5P20 CT | 3 | 7222.5 | 21667.5 | 24744.285
5 | 6A CONTROL FUSE | 2 | 104.25 | 208.5 | 238.107 | C1130103
6 | HC 63 FUSE BASE SP | 24 | 205.26 | 4926.24 | 5625.7661 | C1100101
7 | 3TH30 DC MAIN CONTACTOR | 9 | 1626 | 14634 | 16712.028 | C2A30001
8 | ADD ON BLOCK | 8 | 183 | 1464 | 1671.888 | C2A31001
9 | RED / GREEN / YELLOW / AMBER | 9 | 183 | 1647 | 1880.874 | C2410101
10 | BLUE / WHITE | 9 | 312 | 2808 | 3206.736 | C2410102
11 | SWITRON BREAKER CONTROL SWITCH | 1 | 2925 | 2925 | 3340.35 | N
12 | ELMEX: CST 6 | 9 | 26.53 | 238.77 | 272.6753 | C2C30114
13 | ELMEX: CST 2.5 | 158 | 24.43 | 3859.94 | 4408.0515 | C2C30111
14 | VAG11 - 1/4NV | 2 | 7596 | 15192 | 17349.264 | RE030101
15 | 25A CONTROL FUSE | 4 | 104.88 | 419.52 | 479.0918 | C1130108
16 | 16A CONTROL FUSE | 2 | 104.82 | 209.64 | 239.4089 | C1130106
17 | 2A CONTROL FUSE | 16 | 103.2 | 1651.2 | 1885.6704 | C1130101
18 | HC NEUTRAL LINK (63A) | 4 | 84.96 | 339.84 | 388.0973 | C1780101
19 | SIEMENS 3TH50 CONTACTOR | 2 | 990 | 1980 | 2261.16 | C2A30002
20 | ELMEX: CBT M5 | 4 | 63.49 | 253.96 | 290.0223 | C2C30107
21 | ABB RELAY, REF615, AUX SUPP:1 : 48-250Vdc, 100-240Vac HBFHAEAGNDA1BNN11G | 1 | 117000 | 117000 | 133614 | N
22 | AE VOLTMETER : DC 96X96 90 DEGREE NORMAL SCALE CLASS 1.0 | 2 | 1260 | 2520 | 2877.84 | C22A0114
23 | SALZER 16A 3 POLE DC LOCKABLE | 2 | 1461 | 2922 | 3336.924 | C292A189
24 | SALZER 25A 2 POLE DC NON LOCKABLE | 2 | 816 | 1632 | 1863.744 | C292A186
25 | SALZER 16A 2 POLE DC NON LOCKABLE | 1 | 693 | 693 | 791.406 | C292A185
26 | SALZER 16A 16 POLE DC LOCKABLE | 1 | 1590 | 1590 | 1815.78 | C292A253
27 | SALZER 16A 2 POLE AC NON LOCKABLE | 2 | 396 | 792 | 904.464 | C292A105
28 | SALZER 16A 6 POLE AC NON LOCKABLE | 1 | 651 | 651 | 743.442 | C292A137
| Feeder Code : E-221-AI |  | Total : | 439103.18 | 501455.8316 | 0 | 0
1 | C POWER ELE D/O ACB 4P, 1250 H | 1 | 227152.79 | 227152.79 | 259408.4862 | AB020025
2 | AUTO RESET W/O IND (TRIP/LOCK) | 1 | 150 | 150 | 171.3 | AB050020
3 | TF CONTROL WIRING: NON SUP PANEL WITH RELAY FOR INCOMER FEEDER 800MM 1.5SQMM | 1 | 40611 | 40611 | 46377.762 | TH032166
4 | 1200A/1A,15VA,5P20 CT | 3 | 7588.5 | 22765.5 | 25998.201
5 | ABB RELAY, REF615, AUX SUPP:1 : 48-250Vdc, 100-240Vac HBFHAEAGNDA1BNN11G | 1 | 117000 | 117000 | 133614 | N
6 | 6A CONTROL FUSE | 2 | 104.25 | 208.5 | 238.107 | C1130103
7 | HC 63 FUSE BASE SP | 12 | 205.26 | 2463.12 | 2812.883 | C1100101
8 | 2A CONTROL FUSE | 10 | 103.2 | 1032 | 1178.544 | C1130101
9 | 3TH30 DC MAIN CONTACTOR | 10 | 1626 | 16260 | 18568.92 | C2A30001
10 | ADD ON BLOCK | 8 | 183 | 1464 | 1671.888 | C2A31001
11 | RED / GREEN / YELLOW / AMBER | 5 | 183 | 915 | 1044.93 | C2410101
12 | BLUE / WHITE | 5 | 312 | 1560 | 1781.52 | C2410102
13 | SALZER 16A 2 POLE DC NON LOCKABLE | 1 | 693 | 693 | 791.406 | C292A185
14 | SWITRON BREAKER CONTROL SWITCH | 1 | 2925 | 2925 | 3340.35 | N
15 | ELMEX: CST 6 | 9 | 26.53 | 238.77 | 272.6753 | C2C30114
16 | ELMEX: CST 2.5 | 150 | 24.43 | 3664.5 | 4184.859 | C2C30111
| Feeder Code : E-222-AB |  | Total : | 523117.22 | 597399.8652 | 0 | 0
1 | C POWER ELE D/O ACB 4P, 1250 H | 1 | 227152.79 | 227152.79 | 259408.4862 | AB020025
2 | AUTO RESET W/O IND (TRIP/LOCK) | 1 | 150 | 150 | 171.3 | AB050020
3 | TF CONTROL WIRING: NON SUP PANEL WITH RELAY FOR BUS COUPLER FEEDER 800MM 1.5SQMM | 1 | 47256 | 47256 | 53966.352 | TH032165
4 | 1200A/1A,15VA,5P20 CT | 3 | 7588.5 | 22765.5 | 25998.201
5 | 6A CONTROL FUSE | 2 | 104.25 | 208.5 | 238.107 | C1130103
6 | HC 63 FUSE BASE SP | 28 | 205.26 | 5747.28 | 6563.3938 | C1100101
7 | 3TH30 DC MAIN CONTACTOR | 9 | 1626 | 14634 | 16712.028 | C2A30001
8 | ADD ON BLOCK | 8 | 183 | 1464 | 1671.888 | C2A31001
9 | RED / GREEN / YELLOW / AMBER | 9 | 183 | 1647 | 1880.874 | C2410101
10 | BLUE / WHITE | 9 | 312 | 2808 | 3206.736 | C2410102
11 | SWITRON BREAKER CONTROL SWITCH | 1 | 2925 | 2925 | 3340.35 | N
12 | ELMEX: CST 6 | 9 | 26.53 | 238.77 | 272.6753 | C2C30114
13 | ELMEX: CST 2.5 | 158 | 24.43 | 3859.94 | 4408.0515 | C2C30111
14 | VAG11 - 1/4NV | 2 | 7596 | 15192 | 17349.264 | RE030101
15 | SALZER 25A 6 POLE DC NON LOCKABLE | 1 | 1170 | 1170 | 1336.14 | C292A218
16 | 25A CONTROL FUSE | 4 | 104.88 | 419.52 | 479.0918 | C1130108
17 | 16A CONTROL FUSE | 6 | 104.82 | 628.92 | 718.2266 | C1130106
18 | 2A CONTROL FUSE | 16 | 103.2 | 1651.2 | 1885.6704 | C1130101
19 | HC NEUTRAL LINK (63A) | 4 | 84.96 | 339.84 | 388.0973 | C1780101
20 | SIEMENS 3TH50 CONTACTOR | 2 | 990 | 1980 | 2261.16 | C2A30002
21 | ELMEX: CBT M5 | 4 | 63.49 | 253.96 | 290.0223 | C2C30107
22 | ABB RELAY, REF615, AUX SUPP:1 : 48-250Vdc, 100-240Vac HBFHAEAGNDA1BNN11G | 1 | 117000 | 117000 | 133614 | N
23 | AE VOLTMETER : DC 96X96 90 DEGREE NORMAL SCALE CLASS 1.0 | 2 | 1260 | 2520 | 2877.84 | C22A0114
24 | SCHNEIDER CONV :ABL8REM24050 | 2 | 22143 | 44286 | 50574.612 | N
25 | SALZER 16A 2 POLE DC NON LOCKABLE | 1 | 693 | 693 | 791.406 | C292A185
26 | SALZER 16A 16 POLE DC LOCKABLE | 1 | 1590 | 1590 | 1815.78 | C292A253
27 | SALZER 25A 2 POLE DC NON LOCKABLE | 2 | 816 | 1632 | 1863.744 | C292A186
28 | SALZER 16A 3 POLE DC LOCKABLE | 1 | 1461 | 1461 | 1668.462 | C292A189
29 | SALZER 16A 2 POLE AC NON LOCKABLE | 2 | 396 | 792 | 904.464 | C292A105
30 | SALZER 16A 6 POLE AC NON LOCKABLE | 1 | 651 | 651 | 743.442 | C292A137
| Feeder Code : E-223-AI |  | Total : | 423243.2 | 483343.7344 | 0 | 0
1 | C POWER ELE D/O ACB 4P, 1250 C | 1 | 211292.81 | 211292.81 | 241296.389 | AB020024
2 | AUTO RESET W/O IND (TRIP/LOCK) | 1 | 150 | 150 | 171.3 | AB050020
3 | TF CONTROL WIRING: NON SUP PANEL WITH RELAY FOR INCOMER FEEDER 800MM 1.5SQMM | 1 | 40611 | 40611 | 46377.762 | TH032166
4 | 1200A/1A,15VA,5P20 CT | 3 | 7588.5 | 22765.5 | 25998.201
5 | ABB RELAY, REF615, AUX SUPP:1 : 48-250Vdc, 100-240Vac HBFHAEAGNDA1BNN11G | 1 | 117000 | 117000 | 133614 | N
6 | 6A CONTROL FUSE | 2 | 104.25 | 208.5 | 238.107 | C1130103
7 | HC 63 FUSE BASE SP | 12 | 205.26 | 2463.12 | 2812.883 | C1100101
8 | 2A CONTROL FUSE | 10 | 103.2 | 1032 | 1178.544 | C1130101
9 | 3TH30 DC MAIN CONTACTOR | 10 | 1626 | 16260 | 18568.92 | C2A30001
10 | ADD ON BLOCK | 8 | 183 | 1464 | 1671.888 | C2A31001
11 | RED / GREEN / YELLOW / AMBER | 5 | 183 | 915 | 1044.93 | C2410101
12 | BLUE / WHITE | 5 | 312 | 1560 | 1781.52 | C2410102
13 | SALZER 16A 2 POLE DC NON LOCKABLE | 1 | 693 | 693 | 791.406 | C292A185
14 | SWITRON BREAKER CONTROL SWITCH | 1 | 2925 | 2925 | 3340.35 | N
15 | ELMEX: CST 6 | 9 | 26.53 | 238.77 | 272.6753 | C2C30114
16 | ELMEX: CST 2.5 | 150 | 24.43 | 3664.5 | 4184.859 | C2C30111
| Feeder Code : E-22-C |  | Total : | 87878.2405 | 100356.9507 | 0 | 0
1 | STARTER FEEDER FORM IV - 500 MM | 1 | 15318.29 | 15318.29 | 17493.4872 | Q3010148
2 | CONTROL WIRING COST - WIRE SIZE - 1.5 SQ MM | 1 | 1056 | 1056 | 1205.952 | N
3 | POWER WIRING 63A CONT | 1 | 4884.7905 | 4884.7905 | 5578.4308 | TH032853
4 | ACC dsine DZ2 Extended ROH | 1 | 1740 | 1740 | 1987.08 | C1440310
5 | ACC dsine DZ1/2/3/4 Aux/TAC 1 C/o | 1 | 497.28 | 497.28 | 567.8938 | C1440301
6 | MCCB dsine DZ2-160H 100A 3P 80KA iTrip1 | 1 | 11287.41 | 11287.41 | 12890.2222 | C1440078
7 | DZ SHUNT RELEASE SLOT 1 : 110V DC | 1 | 1500 | 1500 | 1713
8 | MDX 65 CONTACTOR,110 VDC | 1 | 12009 | 12009 | 13714.278 | N
9 | ADD ON BLOCKS TOP:2 NO + 2 NC | 1 | 1176 | 1176 | 1342.992 | N
10 | ADD ON BLOCKS SIDE:1 NO + 1 NC | 1 | 361 | 361 | 412.262
11 | 125A TPN I/C | 1 | 1386.64 | 1386.64 | 1583.5429 | C2D10103
12 | PRECISE, CL1, 10VA, 60/1A | 3 | 1824 | 5472 | 6249.024 | C2010402
13 | 2A CONTROL FUSE | 5 | 103.2 | 516 | 589.272 | C1130101
14 | HC 63 FUSE BASE SP | 5 | 205.26 | 1026.3 | 1172.0346 | C1100101
15 | HC NEUTRAL LINK (63A) | 1 | 84.96 | 84.96 | 97.0243 | C1780101
16 | PROK DV EL RELAY, AUX SUPP:85-275V AC/DC | 1 | 10696.05 | 10696.05 | 12214.8891 | N
17 | RISHAB DIGITAL ENERGY METER : EM1320 RS485 | 1 | 8032.5 | 8032.5 | 9173.115 | C211C102
18 | 3TH30 DC MAIN CONTACTOR | 2 | 1626 | 3252 | 3713.784 | C2A30001
19 | SIC MALE | 11 | 233.73 | 2571.03 | 2936.1163 | C2C11101
20 | SIC FEMALE SERVICE | 7 | 125.11 | 875.77 | 1000.1293 | C2C11105
21 | SIC FEMALE TEST | 1 | 174.56 | 174.56 | 199.3475 | C2C11103
22 | SIC FEMALE SERVICE + TEST | 1 | 204.32 | 204.32 | 233.3334 | C2C11104
23 | ESBEE: MUSHROOM PUSH TURN P.B. | 1 | 235.5 | 235.5 | 268.941 | C2430113
24 | ESBEE: GUARD RING FOR PB | 1 | 40.8 | 40.8 | 46.5936 | C2430115
25 | ESBEE: 1 NC (HC61B2) | 1 | 93 | 93 | 106.206 | C2430119
26 | ESBEE: FLUSH HEAD NON-ILLUMINATD P.B. | 1 | 124.5 | 124.5 | 142.179 | C2430111
27 | ESBEE: 1 NO (EC1C) | 1 | 73.5 | 73.5 | 83.937 | C2430116
28 | RED / GREEN / YELLOW / AMBER | 4 | 183 | 732 | 835.944 | C2410101
29 | SIC FEMALE-TQ3 FRAME | 2 | 138.14 | 276.28 | 315.5118 | C2C11102
30 | 125A TPN O/G | 1 | 1968.52 | 1968.52 | 2248.0498 | C2D10104
31 | ELMEX: CST 6 | 8 | 26.53 | 212.24 | 242.3781 | C2C30114
| Feeder Code : E-231-AI |  | Total : | 1106116.82 | 1263185.4084 | 0 | 0
1 | C POWER ELE D/O ACB 4P, 4000 C | 1 | 564451.23 | 564451.23 | 644603.3047 | AB020034
2 | AUTO RESET W/O IND (TRIP/LOCK) | 1 | 150 | 150 | 171.3 | AB050020
3 | TF CONTROL WIRING: SUP PANEL WITH RELAY FOR INCOMER FEEDER 800MM 1.5SQMM | 1 | 44160 | 44160 | 50430.72 | TH032158
4 | 3200-4000A, 15VA (3200/4000A ACB)-PRECISE,EPOXY | 3 | 12127.5 | 36382.5 | 41548.815 | C2040118
5 | ABB RELAY, REF615, AUX SUPP:1 : 48-250Vdc, 100-240Vac HBFHAEAGNDA1BNN11G | 1 | 117000 | 117000 | 133614 | N
6 | 6A CONTROL FUSE | 2 | 104.25 | 208.5 | 238.107 | C1130103
7 | HC 63 FUSE BASE SP | 14 | 205.26 | 2873.64 | 3281.6969 | C1100101
8 | 2A CONTROL FUSE | 12 | 103.2 | 1238.4 | 1414.2528 | C1130101
9 | 3TH30 DC MAIN CONTACTOR | 10 | 1626 | 16260 | 18568.92 | C2A30001
10 | ADD ON BLOCK | 10 | 183 | 1830 | 2089.86 | C2A31001
11 | RED / GREEN / YELLOW / AMBER | 9 | 183 | 1647 | 1880.874 | C2410101
12 | BLUE / WHITE | 5 | 312 | 1560 | 1781.52 | C2410102
13 | SALZER 16A 2 POLE DC NON LOCKABLE | 1 | 693 | 693 | 791.406 | C292A185
14 | SWITRON BREAKER CONTROL SWITCH | 2 | 2925 | 5850 | 6680.7 | N
15 | 4000A/1A CL PS CTs | 3 | 22162.5 | 66487.5 | 75928.725
16 | METROSIL | 1 | 24765 | 24765 | 28281.63 | RE010109
17 | KIYOSH RESISTOR: 0-2000 OHM 200W WIRE WOUND | 1 | 588 | 588 | 671.496 | C2D90219
18 | HIMALAYA HEAT SINK:HEC215 | 3 | 4800 | 14400 | 16444.8
19 | ABBREM620CHR15,REF620 ABBNBFNAANNNDA1BNN11G | 1 | 201000 | 201000 | 229542
20 | ELMEX: CST 6 | 25 | 26.53 | 663.25 | 757.4315 | C2C30114
21 | ELMEX: CST 2.5 | 160 | 24.43 | 3908.8 | 4463.8496 | C2C30111
| Feeder Code : E-232-AB |  | Total : | 994673.85 | 1135917.5367 | 0 | 0
1 | C POWER ELE D/O ACB 4P, 4000 C | 1 | 564451.23 | 564451.23 | 644603.3047 | AB020034
2 | AUTO RESET W/O IND (TRIP/LOCK) | 1 | 150 | 150 | 171.3 | AB050020
3 | TF CONTROL WIRING: SUP PANEL WITH RELAY FOR BUS COUPLER FEEDER 800MM 1.5SQMM | 1 | 56626.5 | 56626.5 | 64667.463 | TH032157
3 | 3200-4000A, 15VA (3200/4000A ACB)-PRECISE,EPOXY | 3 | 12127.5 | 36382.5 | 41548.815 | C2040118
4 | 6A CONTROL FUSE | 2 | 104.25 | 208.5 | 238.107 | C1130103
5 | HC 63 FUSE BASE SP | 26 | 205.26 | 5336.76 | 6094.5799 | C1100101
6 | 3TH30 DC MAIN CONTACTOR | 15 | 1626 | 24390 | 27853.38 | C2A30001
7 | ADD ON BLOCK | 16 | 183 | 2928 | 3343.776 | C2A31001
8 | RED / GREEN / YELLOW / AMBER | 9 | 183 | 1647 | 1880.874 | C2410101
9 | BLUE / WHITE | 9 | 312 | 2808 | 3206.736 | C2410102
10 | SWITRON BREAKER CONTROL SWITCH | 1 | 2925 | 2925 | 3340.35 | N
11 | SALZER 16A 3 POLE DC LOCKABLE | 1 | 1461 | 1461 | 1668.462 | C292A189
12 | 25A CONTROL FUSE | 4 | 104.88 | 419.52 | 479.0918 | C1130108
13 | 16A CONTROL FUSE | 2 | 104.82 | 209.64 | 239.4089 | C1130106
14 | 2A CONTROL FUSE | 18 | 103.2 | 1857.6 | 2121.3792 | C1130101
15 | HC NEUTRAL LINK (63A) | 4 | 84.96 | 339.84 | 388.0973 | C1780101
16 | SIEMENS 3TH50 CONTACTOR | 2 | 990 | 1980 | 2261.16 | C2A30002
17 | ELMEX: CBT M5 | 4 | 63.49 | 253.96 | 290.0223 | C2C30107
18 | HIMALAYA HEAT SINK:HEC215 | 3 | 4800 | 14400 | 16444.8
19 | ABBREM620CHR15,REF620 ABBNBFNAANNNDA1BNN11G | 1 | 201000 | 201000 | 229542
21 | AE VOLTMETER : DC 96X96 90 DEGREE NORMAL SCALE CLASS 1.0 | 2 | 1260 | 2520 | 2877.84 | C22A0114
22 | ELMEX: CST 6 | 10 | 26.53 | 265.3 | 302.9726 | C2C30114
23 | ELMEX: CST 2.5 | 250 | 24.43 | 6107.5 | 6974.765 | C2C30111
24 | VAG11 - 1/4NV | 2 | 7596 | 15192 | 17349.264 | RE030101
25 | SALZER 16A 2 POLE DC NON LOCKABLE | 1 | 693 | 693 | 791.406 | C292A185
26 | SALZER 16A 16 POLE DC LOCKABLE | 1 | 1590 | 1590 | 1815.78 | C292A253
27 | SALZER 25A 2 POLE DC NON LOCKABLE | 2 | 816 | 1632 | 1863.744 | C292A186
28 | SALZER 16A 2 POLE AC NON LOCKABLE | 2 | 396 | 792 | 904.464 | C292A105
29 | SALZER 16A 6 POLE AC NON LOCKABLE | 1 | 651 | 651 | 743.442 | C292A137
30 | SALZER 25A 6 POLE DC NON LOCKABLE | 1 | 1170 | 1170 | 1336.14 | C292A218
31 | SCHNEIDER CONV :ABL8REM24050 | 2 | 22143 | 44286 | 50574.612 | N
| Feeder Code : E-233-AI |  | Total : | 809002.4 | 923880.7408 | 0 | 0
1 | C POWER ELE D/O ACB 4P, 4000 C | 1 | 564451.23 | 564451.23 | 644603.3047 | AB020034
2 | AUTO RESET W/O IND (TRIP/LOCK) | 1 | 150 | 150 | 171.3 | AB050020
3 | TF CONTROL WIRING: SUP PANEL WITH RELAY FOR INCOMER FEEDER 800MM 1.5SQMM | 1 | 44160 | 44160 | 50430.72 | TH032158
4 | 3200-4000A, 15VA (3200/4000A ACB)-PRECISE,EPOXY | 3 | 12127.5 | 36382.5 | 41548.815 | C2040118
5 | ABB RELAY, REF615, AUX SUPP:1 : 48-250Vdc, 100-240Vac HBFHAEAGNDA1BNN11G | 1 | 117000 | 117000 | 133614 | N
6 | 6A CONTROL FUSE | 2 | 104.25 | 208.5 | 238.107 | C1130103
7 | HC 63 FUSE BASE SP | 12 | 205.26 | 2463.12 | 2812.883 | C1100101
8 | 2A CONTROL FUSE | 10 | 103.2 | 1032 | 1178.544 | C1130101
9 | 3TH30 DC MAIN CONTACTOR | 10 | 1626 | 16260 | 18568.92 | C2A30001
10 | ADD ON BLOCK | 10 | 183 | 1830 | 2089.86 | C2A31001
11 | RED / GREEN / YELLOW / AMBER | 5 | 183 | 915 | 1044.93 | C2410101
12 | BLUE / WHITE | 5 | 312 | 1560 | 1781.52 | C2410102
13 | SALZER 16A 2 POLE DC NON LOCKABLE | 1 | 693 | 693 | 791.406 | C292A185
14 | SWITRON BREAKER CONTROL SWITCH | 1 | 2925 | 2925 | 3340.35 | N
15 | HIMALAYA HEAT SINK:HEC215 | 3 | 4800 | 14400 | 16444.8
16 | ELMEX: CST 6 | 25 | 26.53 | 663.25 | 757.4315 | C2C30114
17 | ELMEX: CST 2.5 | 160 | 24.43 | 3908.8 | 4463.8496 | C2C30111
| Feeder Code : E-241-AI |  | Total : | 1106116.82 | 1263185.4084 | 0 | 0
1 | C POWER ELE D/O ACB 4P, 4000 C | 1 | 564451.23 | 564451.23 | 644603.3047 | AB020034
2 | AUTO RESET W/O IND (TRIP/LOCK) | 1 | 150 | 150 | 171.3 | AB050020
3 | TF CONTROL WIRING: SUP PANEL WITH RELAY FOR INCOMER FEEDER 800MM 1.5SQMM | 1 | 44160 | 44160 | 50430.72 | TH032158
4 | 3200-4000A, 15VA (3200/4000A ACB)-PRECISE,EPOXY | 3 | 12127.5 | 36382.5 | 41548.815 | C2040118
5 | ABB RELAY, REF615, AUX SUPP:1 : 48-250Vdc, 100-240Vac HBFHAEAGNDA1BNN11G | 1 | 117000 | 117000 | 133614
6 | 6A CONTROL FUSE | 2 | 104.25 | 208.5 | 238.107 | C1130103
7 | HC 63 FUSE BASE SP | 14 | 205.26 | 2873.64 | 3281.6969 | C1100101
8 | 2A CONTROL FUSE | 12 | 103.2 | 1238.4 | 1414.2528 | C1130101
9 | 3TH30 DC MAIN CONTACTOR | 10 | 1626 | 16260 | 18568.92 | C2A30001
10 | ADD ON BLOCK | 10 | 183 | 1830 | 2089.86 | C2A31001
11 | RED / GREEN / YELLOW / AMBER | 9 | 183 | 1647 | 1880.874 | C2410101
12 | BLUE / WHITE | 5 | 312 | 1560 | 1781.52 | C2410102
13 | SALZER 16A 2 POLE DC NON LOCKABLE | 1 | 693 | 693 | 791.406 | C292A185
14 | SWITRON BREAKER CONTROL SWITCH | 2 | 2925 | 5850 | 6680.7 | N
15 | 4000A/1A CL PS CTs | 3 | 22162.5 | 66487.5 | 75928.725
16 | METROSIL | 1 | 24765 | 24765 | 28281.63 | RE010109
17 | KIYOSH RESISTOR: 0-2000 OHM 200W WIRE WOUND | 1 | 588 | 588 | 671.496 | C2D90219
18 | HIMALAYA HEAT SINK:HEC215 | 3 | 4800 | 14400 | 16444.8
19 | ABBREM620CHR15,REF620 ABBNBFNAANNNDA1BNN11G | 1 | 201000 | 201000 | 229542
20 | ELMEX: CST 6 | 25 | 26.53 | 663.25 | 757.4315 | C2C30114
21 | ELMEX: CST 2.5 | 160 | 24.43 | 3908.8 | 4463.8496 | C2C30111
| Feeder Code : E-242-AB |  | Total : | 950387.85 | 1085342.9247 | 0 | 0
1 | C POWER ELE D/O ACB 4P, 4000 C | 1 | 564451.23 | 564451.23 | 644603.3047 | AB020034
2 | AUTO RESET W/O IND (TRIP/LOCK) | 1 | 150 | 150 | 171.3 | AB050020
3 | TF CONTROL WIRING: SUP PANEL WITH RELAY FOR BUS COUPLER FEEDER 800MM 1.5SQMM | 1 | 56626.5 | 56626.5 | 64667.463 | TH032157
4 | 3200-4000A, 15VA (3200/4000A ACB)-PRECISE,EPOXY | 3 | 12127.5 | 36382.5 | 41548.815 | C2040118
5 | 6A CONTROL FUSE | 2 | 104.25 | 208.5 | 238.107 | C1130103
6 | HC 63 FUSE BASE SP | 26 | 205.26 | 5336.76 | 6094.5799 | C1100101
7 | 3TH30 DC MAIN CONTACTOR | 15 | 1626 | 24390 | 27853.38 | C2A30001
8 | ADD ON BLOCK | 16 | 183 | 2928 | 3343.776 | C2A31001
9 | RED / GREEN / YELLOW / AMBER | 9 | 183 | 1647 | 1880.874 | C2410101
10 | BLUE / WHITE | 9 | 312 | 2808 | 3206.736 | C2410102
11 | SWITRON BREAKER CONTROL SWITCH | 1 | 2925 | 2925 | 3340.35 | N
12 | SALZER 16A 3 POLE DC LOCKABLE | 1 | 1461 | 1461 | 1668.462 | C292A189
13 | 25A CONTROL FUSE | 4 | 104.88 | 419.52 | 479.0918 | C1130108
14 | 16A CONTROL FUSE | 2 | 104.82 | 209.64 | 239.4089 | C1130106
15 | 2A CONTROL FUSE | 18 | 103.2 | 1857.6 | 2121.3792 | C1130101
16 | HC NEUTRAL LINK (63A) | 4 | 84.96 | 339.84 | 388.0973 | C1780101
17 | SIEMENS 3TH50 CONTACTOR | 2 | 990 | 1980 | 2261.16 | C2A30002
18 | ELMEX: CBT M5 | 4 | 63.49 | 253.96 | 290.0223 | C2C30107
19 | HIMALAYA HEAT SINK:HEC215 | 3 | 4800 | 14400 | 16444.8
20 | ABBREM620CHR15,REF620 ABBNBFNAANNNDA1BNN11G | 1 | 201000 | 201000 | 229542
21 | AE VOLTMETER : DC 96X96 90 DEGREE NORMAL SCALE CLASS 1.0 | 2 | 1260 | 2520 | 2877.84 | C22A0114
22 | ELMEX: CST 6 | 10 | 26.53 | 265.3 | 302.9726 | C2C30114
23 | ELMEX: CST 2.5 | 250 | 24.43 | 6107.5 | 6974.765 | C2C30111
24 | VAG11 - 1/4NV | 2 | 7596 | 15192 | 17349.264 | RE030101
25 | SALZER 16A 2 POLE DC NON LOCKABLE | 1 | 693 | 693 | 791.406 | C292A185
26 | SALZER 16A 16 POLE DC LOCKABLE | 1 | 1590 | 1590 | 1815.78 | C292A253
27 | SALZER 25A 2 POLE DC NON LOCKABLE | 2 | 816 | 1632 | 1863.744 | C292A186
28 | SALZER 16A 2 POLE AC NON LOCKABLE | 2 | 396 | 792 | 904.464 | C292A105
29 | SALZER 16A 6 POLE AC NON LOCKABLE | 1 | 651 | 651 | 743.442 | C292A137
30 | SALZER 25A 6 POLE DC NON LOCKABLE | 1 | 1170 | 1170 | 1336.14 | C292A218
| Feeder Code : E-243-AI |  | Total : | 1106116.82 | 1263185.4084 | 0 | 0
1 | C POWER ELE D/O ACB 4P, 4000 C | 1 | 564451.23 | 564451.23 | 644603.3047 | AB020034
2 | AUTO RESET W/O IND (TRIP/LOCK) | 1 | 150 | 150 | 171.3 | AB050020
3 | TF CONTROL WIRING: SUP PANEL WITH RELAY FOR INCOMER FEEDER 800MM 1.5SQMM | 1 | 44160 | 44160 | 50430.72 | TH032158
4 | 3200-4000A, 15VA (3200/4000A ACB)-PRECISE,EPOXY | 3 | 12127.5 | 36382.5 | 41548.815 | C2040118
5 | ABB RELAY, REF615, AUX SUPP:1 : 48-250Vdc, 100-240Vac HBFHAEAGNDA1BNN11G | 1 | 117000 | 117000 | 133614
6 | 6A CONTROL FUSE | 2 | 104.25 | 208.5 | 238.107 | C1130103
7 | HC 63 FUSE BASE SP | 14 | 205.26 | 2873.64 | 3281.6969 | C1100101
8 | 2A CONTROL FUSE | 12 | 103.2 | 1238.4 | 1414.2528 | C1130101
9 | 3TH30 DC MAIN CONTACTOR | 10 | 1626 | 16260 | 18568.92 | C2A30001
10 | ADD ON BLOCK | 10 | 183 | 1830 | 2089.86 | C2A31001
11 | RED / GREEN / YELLOW / AMBER | 9 | 183 | 1647 | 1880.874 | C2410101
12 | BLUE / WHITE | 5 | 312 | 1560 | 1781.52 | C2410102
13 | SALZER 16A 2 POLE DC NON LOCKABLE | 1 | 693 | 693 | 791.406 | C292A185
14 | SWITRON BREAKER CONTROL SWITCH | 2 | 2925 | 5850 | 6680.7 | N
15 | 4000A/1A CL PS CTs | 3 | 22162.5 | 66487.5 | 75928.725
16 | METROSIL | 1 | 24765 | 24765 | 28281.63 | RE010109
17 | KIYOSH RESISTOR: 0-2000 OHM 200W WIRE WOUND | 1 | 588 | 588 | 671.496 | C2D90219
18 | HIMALAYA HEAT SINK:HEC215 | 3 | 4800 | 14400 | 16444.8
19 | ABBREM620CHR15,REF620 ABBNBFNAANNNDA1BNN11G | 1 | 201000 | 201000 | 229542
20 | ELMEX: CST 6 | 25 | 26.53 | 663.25 | 757.4315 | C2C30114
21 | ELMEX: CST 2.5 | 160 | 24.43 | 3908.8 | 4463.8496 | C2C30111
| Feeder Code : E-301-GV |  | Total : | 24075.6 | 27494.3352 | 0 | 0
1 | 1.5 SQMM WIRE FOR VT FEEDER | 1 | 588.75 | 588.75 | 672.3525 | Q3530109
2 | VOLTAGE TRANSFORMER, TRAFOMAKE 415/R3 / 110/R3 V, 100 VA, CL.1/3P | 3 | 6188.91 | 18566.73 | 21203.2057 | N
3 | 2A CONTROL FUSE | 3 | 103.2 | 309.6 | 353.5632 | C1130101
4 | HC 63 FUSE BASE SP | 3 | 205.26 | 615.78 | 703.2208 | C1100101
5 | HC NEUTRAL LINK (63A) | 3 | 84.96 | 254.88 | 291.073 | C1780101
6 | RISHABH VOLTMETER : 96X96 90 DEGREE NORMAL SCALE CLASS 1.0 | 1 | 954 | 954 | 1089.468 | C22B0105
7 | VSS | 1 | 297.56 | 297.56 | 339.8135 | C2540102
8 | EXORA MCB 4P 2A "C" Curve 10kA | 1 | 1052.94 | 1052.94 | 1202.4575 | C2760148
9 | SIC MALE | 4 | 233.73 | 934.92 | 1067.6786 | C2C11101
10 | SIC FEMALE SERVICE | 4 | 125.11 | 500.44 | 571.5025 | C2C11105
| Feeder Code : E-302-GV |  | Total : | 24075.6 | 27494.3352 | 0 | 0
1 | 1.5 SQMM WIRE FOR VT FEEDER | 1 | 588.75 | 588.75 | 672.3525 | Q3530109
2 | VOLTAGE TRANSFORMER, TRAFOMAKE 415/R3 / 110/R3 V, 100 VA, CL.1/3P | 3 | 6188.91 | 18566.73 | 21203.2057 | N
3 | 2A CONTROL FUSE | 3 | 103.2 | 309.6 | 353.5632 | C1130101
4 | HC 63 FUSE BASE SP | 3 | 205.26 | 615.78 | 703.2208 | C1100101
5 | HC NEUTRAL LINK (63A) | 3 | 84.96 | 254.88 | 291.073 | C1780101
6 | RISHABH VOLTMETER : 96X96 90 DEGREE NORMAL SCALE CLASS 1.0 | 1 | 954 | 954 | 1089.468 | C22B0105
7 | VSS | 1 | 297.56 | 297.56 | 339.8135 | C2540102
8 | EXORA MCB 4P 2A "C" Curve 10kA | 1 | 1052.94 | 1052.94 | 1202.4575 | C2760148
9 | SIC MALE | 4 | 233.73 | 934.92 | 1067.6786 | C2C11101
10 | SIC FEMALE SERVICE | 4 | 125.11 | 500.44 | 571.5025 | C2C11105
| Feeder Code : E-303-GV |  | Total : | 24075.6 | 27494.3352 | 0 | 0
1 | 1.5 SQMM WIRE FOR VT FEEDER | 1 | 588.75 | 588.75 | 672.3525 | Q3530109
2 | VOLTAGE TRANSFORMER, TRAFOMAKE 415/R3 / 110/R3 V, 100 VA, CL.1/3P | 3 | 6188.91 | 18566.73 | 21203.2057 | N
3 | 2A CONTROL FUSE | 3 | 103.2 | 309.6 | 353.5632 | C1130101
4 | HC 63 FUSE BASE SP | 3 | 205.26 | 615.78 | 703.2208 | C1100101
5 | HC NEUTRAL LINK (63A) | 3 | 84.96 | 254.88 | 291.073 | C1780101
6 | RISHABH VOLTMETER : 96X96 90 DEGREE NORMAL SCALE CLASS 1.0 | 1 | 954 | 954 | 1089.468 | C22B0105
7 | VSS | 1 | 297.56 | 297.56 | 339.8135 | C2540102
8 | EXORA MCB 4P 2A "C" Curve 10kA | 1 | 1052.94 | 1052.94 | 1202.4575 | C2760148
9 | SIC MALE | 4 | 233.73 | 934.92 | 1067.6786 | C2C11101
10 | SIC FEMALE SERVICE | 4 | 125.11 | 500.44 | 571.5025 | C2C11105
| Feeder Code : E-304-GV |  | Total : | 24075.6 | 27494.3352 | 0 | 0
1 | 1.5 SQMM WIRE FOR VT FEEDER | 1 | 588.75 | 588.75 | 672.3525 | Q3530109
2 | VOLTAGE TRANSFORMER, TRAFOMAKE 415/R3 / 110/R3 V, 100 VA, CL.1/3P | 3 | 6188.91 | 18566.73 | 21203.2057 | N
3 | 2A CONTROL FUSE | 3 | 103.2 | 309.6 | 353.5632 | C1130101
4 | HC 63 FUSE BASE SP | 3 | 205.26 | 615.78 | 703.2208 | C1100101
5 | HC NEUTRAL LINK (63A) | 3 | 84.96 | 254.88 | 291.073 | C1780101
6 | RISHABH VOLTMETER : 96X96 90 DEGREE NORMAL SCALE CLASS 1.0 | 1 | 954 | 954 | 1089.468 | C22B0105
7 | VSS | 1 | 297.56 | 297.56 | 339.8135 | C2540102
8 | EXORA MCB 4P 2A "C" Curve 10kA | 1 | 1052.94 | 1052.94 | 1202.4575 | C2760148
9 | SIC MALE | 4 | 233.73 | 934.92 | 1067.6786 | C2C11101
10 | SIC FEMALE SERVICE | 4 | 125.11 | 500.44 | 571.5025 | C2C11105
| Feeder Code : E-311-FG |  | Total : | 416290.703 | 475403.9829 | 0 | 0
1 | F_GENERALFDR 400F | 1 | 3959.143 | 3959.143 | 4521.3413 | Q3070103
2 | 2A CONTROL FUSE | 4 | 103.2 | 412.8 | 471.4176 | C1130101
3 | HC 63 FUSE BASE SP | 4 | 205.26 | 821.04 | 937.6277 | C1100101
4 | ELMEX: CST 2.5 | 4 | 24.43 | 97.72 | 111.5962 | C2C30111
5 | ETHERNET SWITCH CISCO 24 CU PORT + 2 SM FO PORT (100 MBPS)) | 1 | 411000 | 411000 | 469362
| Feeder Code : E-312-FG |  | Total : | 1029364.703 | 1175534.4909 | 0 | 0
1 | F_GENERALFDR 400F | 1 | 3959.143 | 3959.143 | 4521.3413 | Q3070103
2 | 2A CONTROL FUSE | 4 | 103.2 | 412.8 | 471.4176 | C1130101
3 | HC 63 FUSE BASE SP | 4 | 205.26 | 821.04 | 937.6277 | C1100101
4 | ELMEX: CST 2.5 | 4 | 24.43 | 97.72 | 111.5962 | C2C30111
5 | LTRBX6GF RED BOX-Model-LTRBX6GF | 2 | 252237 | 504474 | 576109.308
6 | SFP MODULE (SFP-SGMII-TX) | 4 | 18900 | 75600 | 86335.2
7 | SFP MODULE(SFP100-SM-10) | 2 | 10500 | 21000 | 23982
8 | LIU(ILIUM-12-SC-DX-OS1-RM | 1 | 12000 | 12000 | 13704
9 | ETHERNET SWITCH(CISCO 24 CU PORT + 2 SM FO PORT (100 MBPS)) | 1 | 411000 | 411000 | 469362
| Feeder Code : E-316-FG |  | Total : | 630364.703 | 719876.4909 | 0 | 0
1 | F_GENERALFDR 400F | 1 | 3959.143 | 3959.143 | 4521.3413 | Q3070103
2 | 2A CONTROL FUSE | 4 | 103.2 | 412.8 | 471.4176 | C1130101
3 | HC 63 FUSE BASE SP | 4 | 205.26 | 821.04 | 937.6277 | C1100101
4 | ELMEX: CST 2.5 | 4 | 24.43 | 97.72 | 111.5962 | C2C30111
5 | LTRBX6GF RED BOX-Model-LTRBX6GF | 2 | 252237 | 504474 | 576109.308
6 | SFP MODULE (SFP-SGMII-TX) | 4 | 18900 | 75600 | 86335.2
7 | SFP MODULE(SFP100-SM-10) | 2 | 10500 | 21000 | 23982
8 | LIU(ILIUM-12-SC-DX-OS1-RM | 2 | 12000 | 24000 | 27408
| Feeder Code : E-317-FG |  | Total : | 1764364.703 | 2014904.4909 | 0 | 0
1 | F_GENERALFDR 400F | 1 | 3959.143 | 3959.143 | 4521.3413 | Q3070103
2 | 2A CONTROL FUSE | 4 | 103.2 | 412.8 | 471.4176 | C1130101
3 | HC 63 FUSE BASE SP | 4 | 205.26 | 821.04 | 937.6277 | C1100101
4 | ELMEX: CST 2.5 | 4 | 24.43 | 97.72 | 111.5962 | C2C30111
5 | LTRBX6GF RED BOX-Model-LTRBX6GF | 2 | 252237 | 504474 | 576109.308
6 | SFP MODULE (SFP-SGMII-TX) | 4 | 18900 | 75600 | 86335.2
7 | SFP MODULE(SFP100-SM-10) | 2 | 10500 | 21000 | 23982
8 | LIU(ILIUM-12-SC-DX-OS1-RM | 1 | 12000 | 12000 | 13704
9 | CISCO 24CU PORT+2SM FO PORT(100MBPS) | 2 | 411000 | 822000 | 938724
10 | CISCO 24 CU PORT (100 MBPS) | 1 | 324000 | 324000 | 370008
| Feeder Code : E-32-C |  | Total : | 80606.6805 | 92052.8292 | 0 | 0
1 | STARTER FEEDER FORM IV - 500 MM | 1 | 15318.29 | 15318.29 | 17493.4872 | Q3010148
2 | CONTROL WIRING COST - WIRE SIZE - 1.5 SQ MM | 1 | 1056 | 1056 | 1205.952 | N
3 | POWER WIRING 63A CONT | 1 | 4884.7905 | 4884.7905 | 5578.4308 | TH032853
4 | ACC dsine DZ1 Extended ROH | 1 | 1320.36 | 1320.36 | 1507.8511 | C1440309
5 | ACC dsine DZ1/2/3/4 Aux/TAC 1 C/o | 1 | 497.28 | 497.28 | 567.8938 | C1440301
6 | MCCB dsine DZ1-160N 63A 3P 50KA VTVM | 1 | 5265.57 | 5265.57 | 6013.2809 | C1440005
7 | DZ SHUNT RELEASE SLOT 1 : 110V DC | 1 | 1500 | 1500 | 1713
8 | MDX 65 CONTACTOR,110 VDC | 1 | 12009 | 12009 | 13714.278 | N
9 | ADD ON BLOCKS TOP:2 NO + 2 NC | 1 | 1176 | 1176 | 1342.992 | N
10 | ADD ON BLOCKS SIDE:1 NO + 1 NC | 1 | 361 | 361 | 412.262
11 | 125A TPN I/C | 1 | 1386.64 | 1386.64 | 1583.5429 | C2D10103
12 | PRECISE, CL1, 10VA, 60/1A | 3 | 1824 | 5472 | 6249.024 | C2010402
13 | 2A CONTROL FUSE | 5 | 103.2 | 516 | 589.272 | C1130101
14 | HC 63 FUSE BASE SP | 5 | 205.26 | 1026.3 | 1172.0346 | C1100101
15 | HC NEUTRAL LINK (63A) | 2 | 84.96 | 169.92 | 194.0486 | C1780101
16 | ELMEX: CST 6 | 8 | 26.53 | 212.24 | 242.3781 | C2C30114
17 | PROK DV EL RELAY, AUX SUPP:85-275V AC/DC | 1 | 10696.05 | 10696.05 | 12214.8891 | N
18 | RISHAB DIGITAL ENERGY METER : EM1320 RS485 | 1 | 8032.5 | 8032.5 | 9173.115 | C211C102
19 | 3TH30 DC MAIN CONTACTOR | 2 | 1626 | 3252 | 3713.784 | C2A30001
20 | SIC MALE | 9 | 233.73 | 2103.57 | 2402.2769 | C2C11101
21 | SIC FEMALE SERVICE | 7 | 125.11 | 875.77 | 1000.1293 | C2C11105
22 | SIC FEMALE TEST | 1 | 174.56 | 174.56 | 199.3475 | C2C11103
23 | SIC FEMALE SERVICE + TEST | 1 | 204.32 | 204.32 | 233.3334 | C2C11104
24 | ESBEE: FLUSH HEAD NON-ILLUMINATD P.B. | 2 | 124.5 | 249 | 284.358 | C2430111
25 | ESBEE: 1 NO (EC1C) | 2 | 73.5 | 147 | 167.874 | C2430116
26 | RED / GREEN / YELLOW / AMBER | 4 | 183 | 732 | 835.944 | C2410101
27 | 125A TPN O/G | 1 | 1968.52 | 1968.52 | 2248.0498 | C2D10104
| Feeder Code : E-3-O |  | Total : | 65944.468 | 75308.5824 | 0 | 0
1 | OUTGOING FDR - 400MM FULL - FORM_SEPARATION_T | 1 | 11544.9007 | 11544.9007 | 13184.2766 | Q3010130
2 | 1.5 SQMM WIRE FOR SWF | 1 | 541.65 | 541.65 | 618.5643 | Q3530110
3 | POWER WIRING COST FOR OUTGOING FDR - 63 A - TPN FEEDER 50%N | 1 | 2544.2073 | 2544.2073 | 2905.4848 | Q3110104
4 | ACC dsine DZ2 Extended ROH | 1 | 1740 | 1740 | 1987.08 | C1440310
5 | ACC dsine DZ1/2/3/4 Aux/TAC 1 C/o | 1 | 497.28 | 497.28 | 567.8938 | C1440301
6 | MCCB dsine DZ2-160H 100A 3P 80KA iTrip1 | 1 | 11287.41 | 11287.41 | 12890.2222 | C1440078
7 | DZ SHUNT RELEASE SLOT 1 : 110V DC | 1 | 1500 | 1500 | 1713
8 | 125A TPN I/C | 1 | 1386.64 | 1386.64 | 1583.5429 | C2D10103
9 | 125A TPN O/G | 1 | 1968.52 | 1968.52 | 2248.0498 | C2D10104
10 | 2A CONTROL FUSE | 5 | 103.2 | 516 | 589.272 | C1130101
11 | HC 63 FUSE BASE SP | 5 | 205.26 | 1026.3 | 1172.0346 | C1100101
12 | PROK DV EL RELAY, AUX SUPP:85-275V AC/DC | 1 | 10696.05 | 10696.05 | 12214.8891 | N
13 | 3TH30 DC MAIN CONTACTOR | 2 | 1626 | 3252 | 3713.784 | C2A30001
14 | SIC MALE | 8 | 233.73 | 1869.84 | 2135.3573 | C2C11101
15 | SIC FEMALE SERVICE | 5 | 125.11 | 625.55 | 714.3781 | C2C11105
16 | RED / GREEN / YELLOW / AMBER | 4 | 183 | 732 | 835.944 | C2410101
17 | SIC FEMALE-TQ3 FRAME | 3 | 138.14 | 414.42 | 473.2676 | C2C11102
18 | RISHAB DIGITAL ENERGY METER : EM1320 RS485 | 1 | 8032.5 | 8032.5 | 9173.115 | C211C102
19 | PRECISE, CL1, 10VA, 60/1A | 3 | 1824 | 5472 | 6249.024 | C2010402
20 | HC NEUTRAL LINK (63A) | 1 | 84.96 | 84.96 | 97.0243 | C1780101
21 | ELMEX: CST 6 | 8 | 26.53 | 212.24 | 242.3781 | C2C30114
| Feeder Code : E-401-GM |  | Total : | 4934.0224 | 5634.6535 | 0 | 0
1 | MTB FEEDER - 500MM FULL - FORM_SEPARATION_T | 1 | 4934.0224 | 4934.0224 | 5634.6535 | Q3070104 | BLI
| Feeder Code : E-402-GM |  | Total : | 14452.7282 | 16505.0156 | 0 | 0
1 | MTB FEEDER - 2000MM FULL - FORM_SEPARATION_T | 2 | 7226.3641 | 14452.7282 | 16505.0156 | Q3070109
| Feeder Code : E-403-GM |  | Total : | 4934.0224 | 5634.6535 | 0 | 0
1 | MTB FEEDER - 500MM FULL - FORM_SEPARATION_T | 1 | 4934.0224 | 4934.0224 | 5634.6535 | Q3070104
| Feeder Code : E-404-GM |  | Total : | 5522.3344 | 6306.5059 | 0 | 0
1 | MTB FEEDER - 600MM FULL - FORM_SEPARATION_T | 1 | 5522.3344 | 5522.3344 | 6306.5059 | Q3070105
| Feeder Code : E-405-GM |  | Total : | 4934.0224 | 5634.6535 | 0 | 0
1 | MTB FEEDER - 500MM FULL - FORM_SEPARATION_T | 1 | 4934.0224 | 4934.0224 | 5634.6535 | Q3070104
| Feeder Code : E-408-GM |  | Total : | 3959.143 | 4521.3413 | 0 | 0
1 | MTB FEEDER - 400MM FULL - FORM_SEPARATION_T | 1 | 3959.143 | 3959.143 | 4521.3413 | Q3070103
| Feeder Code : E-41-D |  | Total : | 122151.2 | 139496.6704 | 0 | 0
1 | STARTER FEEDER FORM IV - 300 MM | 1 | 10327.19 | 10327.19 | 11793.651 | Q3010146
2 | 1.5 SQMM WIRE FOR DOL | 1 | 1059.75 | 1059.75 | 1210.2345 | Q3530101
3 | UPTO 7.5KW DOL(2.5SQMM) | 1 | 412.89 | 412.89 | 471.5204 | Q3140101
4 | ACC dsine DZ2 Extended ROH | 1 | 1740 | 1740 | 1987.08 | C1440310
5 | ACC dsine DZ1/2/3/4 Aux/TAC 1 C/o | 1 | 497.28 | 497.28 | 567.8938 | C1440301
6 | MCCB dsine DZ2-160H 100A 3P 80KA iTrip1 | 1 | 11287.41 | 11287.41 | 12890.2222 | C1440078
7 | DZ SHUNT RELEASE SLOT 1 : 110V DC | 1 | 1500 | 1500 | 1713
8 | 125A TP I/C | 1 | 1051.64 | 1051.64 | 1200.9729 | C2D10101
9 | MDX 32 CONTACTOR,110 VDC | 1 | 5421 | 5421 | 6190.782 | N
10 | ADD ON BLOCKS TOP:2 NO + 2 NC | 1 | 1176 | 1176 | 1342.992 | N
11 | SIC MALE | 14 | 233.73 | 3272.22 | 3736.8752 | C2C11101
12 | SIC FEMALE SERVICE | 7 | 125.11 | 875.77 | 1000.1293 | C2C11105
13 | SIC FEMALE-TQ3 FRAME | 5 | 138.14 | 690.7 | 788.7794 | C2C11102
14 | SIC FEMALE TEST | 1 | 174.56 | 174.56 | 199.3475 | C2C11103
15 | 2A CONTROL FUSE | 7 | 103.2 | 722.4 | 824.9808 | C1130101
16 | HC 63 FUSE BASE SP | 7 | 205.26 | 1436.82 | 1640.8484 | C1100101
17 | ESBEE: MUSHROOM PUSH TURN P.B. | 1 | 235.5 | 235.5 | 268.941 | C2430113
18 | ESBEE: GUARD RING FOR PB | 1 | 40.8 | 40.8 | 46.5936 | C2430115
19 | ESBEE: 1 NC (HC61B2) | 1 | 93 | 93 | 106.206 | C2430119
20 | ESBEE: FLUSH HEAD NON-ILLUMINATD P.B. | 1 | 124.5 | 124.5 | 142.179 | C2430111
21 | ESBEE: 1 NO (EC1C) | 1 | 73.5 | 73.5 | 83.937 | C2430116
22 | SIC FEMALE SERVICE + TEST | 1 | 204.32 | 204.32 | 233.3334 | C2C11104
23 | 3TH30 DC MAIN CONTACTOR | 4 | 1626 | 6504 | 7427.568 | C2A30001
24 | RED / GREEN / YELLOW / AMBER | 3 | 183 | 549 | 626.958 | C2410101
| PHOENIX VS-08-BU-RJ45/BU,RJ45 SOCKET | 1 | 1200 | 1200 | 1370.4
25 | SCHNEIDER TESYS RELAY,LTM R,LTM R08EBD | 1 | 41793 | 41793 | 47727.606 | N
26 | EXPANSION MODULE:LTM E (LTMEV40BD) | 1 | 11421 | 11421 | 13042.782 | N
27 | HMI TERMINAL:LTM CU CONTROL UNIT,TESYSCHR11 | 1 | 15333 | 15333 | 17510.286 | N
28 | LTM R/LTM E TO LTM CU,LTM9CU30 | 1 | 585 | 585 | 668.07 | N
29 | EXTENSION CABLE :LTM E (LTMEV40BD),LENGTH 0.04M(LTMCC004) | 1 | 564 | 564 | 644.088 | N
30 | 125A TP O/G | 1 | 1601.95 | 1601.95 | 1829.4269 | C2D10102
31 | ADD ON BLOCK | 1 | 183 | 183 | 208.986 | C2A31001
| Feeder Code : E-44-D |  | Total : | 123872.91 | 141462.8632 | 0 | 0
1 | STARTER FEEDER FORM IV - 400 MM | 1 | 12048.9 | 12048.9 | 13759.8438 | Q3010147
2 | 1.5 SQMM WIRE FOR DOL | 1 | 1059.75 | 1059.75 | 1210.2345 | Q3530101
3 | UPTO 7.5KW DOL(2.5SQMM) | 1 | 412.89 | 412.89 | 471.5204 | Q3140101
4 | 125A TP I/C | 1 | 1051.64 | 1051.64 | 1200.9729 | C2D10101
5 | ACC dsine DZ2 Extended ROH | 1 | 1740 | 1740 | 1987.08 | C1440310
6 | ACC dsine DZ1/2/3/4 Aux/TAC 1 C/o | 1 | 497.28 | 497.28 | 567.8938 | C1440301
7 | MCCB dsine DZ2-160H 100A 3P 80KA iTrip1 | 1 | 11287.41 | 11287.41 | 12890.2222 | C1440078
8 | DZ SHUNT RELEASE SLOT 1 : 110V DC | 1 | 1500 | 1500 | 1713
9 | MDX 32 CONTACTOR,110 VDC | 1 | 5421 | 5421 | 6190.782 | N
10 | ADD ON BLOCKS TOP:2 NO + 2 NC | 1 | 1176 | 1176 | 1342.992 | N
| PHOENIX VS-08-BU-RJ45/BU,RJ45 SOCKET | 1 | 1200 | 1200 | 1370.4
11 | SCHNEIDER TESYS RELAY,LTM R,LTM R08EBD | 1 | 41793 | 41793 | 47727.606 | N
12 | EXPANSION MODULE:LTM E (LTMEV40BD) | 1 | 11421 | 11421 | 13042.782 | N
13 | HMI TERMINAL:LTM CU CONTROL UNIT,TESYSCHR11 | 1 | 15333 | 15333 | 17510.286 | N
14 | LTM R/LTM E TO LTM CU,LTM9CU30 | 1 | 585 | 585 | 668.07 | N
15 | EXTENSION CABLE :LTM E (LTMEV40BD),LENGTH 0.04M(LTMCC004) | 1 | 564 | 564 | 644.088 | N
16 | 125A TP O/G | 1 | 1601.95 | 1601.95 | 1829.4269 | C2D10102
17 | SIC MALE | 14 | 233.73 | 3272.22 | 3736.8752 | C2C11101
18 | SIC FEMALE SERVICE | 7 | 125.11 | 875.77 | 1000.1293 | C2C11105
19 | SIC FEMALE-TQ3 FRAME | 5 | 138.14 | 690.7 | 788.7794 | C2C11102
20 | SIC FEMALE TEST | 1 | 174.56 | 174.56 | 199.3475 | C2C11103
21 | 2A CONTROL FUSE | 7 | 103.2 | 722.4 | 824.9808 | C1130101
22 | HC 63 FUSE BASE SP | 7 | 205.26 | 1436.82 | 1640.8484 | C1100101
23 | ESBEE: MUSHROOM PUSH TURN P.B. | 1 | 235.5 | 235.5 | 268.941 | C2430113
24 | ESBEE: GUARD RING FOR PB | 1 | 40.8 | 40.8 | 46.5936 | C2430115
25 | ESBEE: 1 NC (HC61B2) | 1 | 93 | 93 | 106.206 | C2430119
26 | ESBEE: FLUSH HEAD NON-ILLUMINATD P.B. | 1 | 124.5 | 124.5 | 142.179 | C2430111
27 | ESBEE: 1 NO (EC1C) | 1 | 73.5 | 73.5 | 83.937 | C2430116
28 | SIC FEMALE SERVICE + TEST | 1 | 204.32 | 204.32 | 233.3334 | C2C11104
29 | 3TH30 DC MAIN CONTACTOR | 4 | 1626 | 6504 | 7427.568 | C2A30001
30 | RED / GREEN / YELLOW / AMBER | 3 | 183 | 549 | 626.958 | C2410101
31 | ADD ON BLOCK | 1 | 183 | 183 | 208.986 | C2A31001
| Feeder Code : E-46-D |  | Total : | 123872.91 | 141462.8632 | 0 | 0
1 | STARTER FEEDER FORM IV - 400 MM | 1 | 12048.9 | 12048.9 | 13759.8438 | Q3010147
2 | 1.5 SQMM WIRE FOR DOL | 1 | 1059.75 | 1059.75 | 1210.2345 | Q3530101
3 | UPTO 7.5KW DOL(2.5SQMM) | 1 | 412.89 | 412.89 | 471.5204 | Q3140101
4 | 125A TP I/C | 1 | 1051.64 | 1051.64 | 1200.9729 | C2D10101
5 | ACC dsine DZ2 Extended ROH | 1 | 1740 | 1740 | 1987.08 | C1440310
6 | ACC dsine DZ1/2/3/4 Aux/TAC 1 C/o | 1 | 497.28 | 497.28 | 567.8938 | C1440301
7 | MCCB dsine DZ2-160H 100A 3P 80KA iTrip1 | 1 | 11287.41 | 11287.41 | 12890.2222 | C1440078
8 | DZ SHUNT RELEASE SLOT 1 : 110V DC | 1 | 1500 | 1500 | 1713
9 | MDX 32 CONTACTOR,110 VDC | 1 | 5421 | 5421 | 6190.782 | N
10 | ADD ON BLOCKS TOP:2 NO + 2 NC | 1 | 1176 | 1176 | 1342.992 | N
11 | 125A TP O/G | 1 | 1601.95 | 1601.95 | 1829.4269 | C2D10102
| PHOENIX VS-08-BU-RJ45/BU,RJ45 SOCKET | 1 | 1200 | 1200 | 1370.4
12 | SCHNEIDER TESYS RELAY,LTM R,LTM R08EBD | 1 | 41793 | 41793 | 47727.606 | N
13 | EXPANSION MODULE:LTM E (LTMEV40BD) | 1 | 11421 | 11421 | 13042.782 | N
14 | HMI TERMINAL:LTM CU CONTROL UNIT,TESYSCHR11 | 1 | 15333 | 15333 | 17510.286 | N
15 | LTM R/LTM E TO LTM CU,LTM9CU30 | 1 | 585 | 585 | 668.07 | N
16 | EXTENSION CABLE :LTM E (LTMEV40BD),LENGTH 0.04M(LTMCC004) | 1 | 564 | 564 | 644.088 | N
17 | SIC MALE | 14 | 233.73 | 3272.22 | 3736.8752 | C2C11101
18 | SIC FEMALE SERVICE | 7 | 125.11 | 875.77 | 1000.1293 | C2C11105
19 | SIC FEMALE-TQ3 FRAME | 5 | 138.14 | 690.7 | 788.7794 | C2C11102
20 | SIC FEMALE TEST | 1 | 174.56 | 174.56 | 199.3475 | C2C11103
21 | 2A CONTROL FUSE | 7 | 103.2 | 722.4 | 824.9808 | C1130101
22 | HC 63 FUSE BASE SP | 7 | 205.26 | 1436.82 | 1640.8484 | C1100101
23 | ESBEE: MUSHROOM PUSH TURN P.B. | 1 | 235.5 | 235.5 | 268.941 | C2430113
24 | ESBEE: GUARD RING FOR PB | 1 | 40.8 | 40.8 | 46.5936 | C2430115
25 | ESBEE: 1 NC (HC61B2) | 1 | 93 | 93 | 106.206 | C2430119
26 | ESBEE: FLUSH HEAD NON-ILLUMINATD P.B. | 1 | 124.5 | 124.5 | 142.179 | C2430111
27 | ESBEE: 1 NO (EC1C) | 1 | 73.5 | 73.5 | 83.937 | C2430116
28 | SIC FEMALE SERVICE + TEST | 1 | 204.32 | 204.32 | 233.3334 | C2C11104
29 | 3TH30 DC MAIN CONTACTOR | 4 | 1626 | 6504 | 7427.568 | C2A30001
30 | RED / GREEN / YELLOW / AMBER | 3 | 183 | 549 | 626.958 | C2410101
31 | ADD ON BLOCK | 1 | 183 | 183 | 208.986 | C2A31001
| Feeder Code : E-47-D |  | Total : | 126169.6 | 144085.6832 | 0 | 0
1 | STARTER FEEDER FORM IV - 400 MM | 1 | 12048.9 | 12048.9 | 13759.8438 | Q3010147
2 | 1.5 SQMM WIRE FOR DOL | 1 | 1059.75 | 1059.75 | 1210.2345 | Q3530101
3 | UPTO 7.5KW DOL(2.5SQMM) | 1 | 412.89 | 412.89 | 471.5204 | Q3140101
4 | ACC dsine DZ2 Extended ROH | 1 | 1740 | 1740 | 1987.08 | C1440310
5 | ACC dsine DZ1/2/3/4 Aux/TAC 1 C/o | 1 | 497.28 | 497.28 | 567.8938 | C1440301
6 | MCCB dsine DZ2-160H 100A 3P 80KA iTrip1 | 1 | 11287.41 | 11287.41 | 12890.2222 | C1440078
7 | DZ SHUNT RELEASE SLOT 1 : 110V DC | 1 | 1500 | 1500 | 1713
8 | MDX 32 CONTACTOR,110 VDC | 1 | 5421 | 5421 | 6190.782 | N
9 | ADD ON BLOCKS TOP:2 NO + 2 NC | 1 | 1176 | 1176 | 1342.992 | N
10 | 125A TP I/C | 1 | 1051.64 | 1051.64 | 1200.9729 | C2D10101
11 | 125A TPN O/G | 1 | 1968.52 | 1968.52 | 2248.0498 | C2D10104
12 | SIC MALE | 14 | 233.73 | 3272.22 | 3736.8752 | C2C11101
13 | SIC FEMALE SERVICE | 7 | 125.11 | 875.77 | 1000.1293 | C2C11105
14 | SIC FEMALE-TQ3 FRAME | 5 | 138.14 | 690.7 | 788.7794 | C2C11102
15 | SIC FEMALE TEST | 1 | 174.56 | 174.56 | 199.3475 | C2C11103
16 | 2A CONTROL FUSE | 7 | 103.2 | 722.4 | 824.9808 | C1130101
17 | HC 63 FUSE BASE SP | 7 | 205.26 | 1436.82 | 1640.8484 | C1100101
18 | ESBEE: MUSHROOM PUSH TURN P.B. | 1 | 235.5 | 235.5 | 268.941 | C2430113
19 | ESBEE: GUARD RING FOR PB | 1 | 40.8 | 40.8 | 46.5936 | C2430115
20 | ESBEE: 1 NC (HC61B2) | 1 | 93 | 93 | 106.206 | C2430119
21 | ESBEE: FLUSH HEAD NON-ILLUMINATD P.B. | 1 | 124.5 | 124.5 | 142.179 | C2430111
22 | ESBEE: 1 NO (EC1C) | 1 | 73.5 | 73.5 | 83.937 | C2430116
23 | SIC FEMALE SERVICE + TEST | 1 | 204.32 | 204.32 | 233.3334 | C2C11104
24 | 3TH30 DC MAIN CONTACTOR | 4 | 1626 | 6504 | 7427.568 | C2A30001
25 | RED / GREEN / YELLOW / AMBER | 3 | 183 | 549 | 626.958 | C2410101
| PHOENIX VS-08-BU-RJ45/BU,RJ45 SOCKET | 1 | 1200 | 1200 | 1370.4
26 | SCHNEIDER TESYS RELAY,LTM R,LTM R27EBD | 1 | 41793 | 41793 | 47727.606 | N
27 | EXPANSION MODULE:LTM E (LTMEV40BD) | 1 | 11421 | 11421 | 13042.782 | N
28 | HMI TERMINAL:LTM CU CONTROL UNIT,TESYSCHR11 | 1 | 15333 | 15333 | 17510.286 | N
29 | LTM R/LTM E TO LTM CU,LTM9CU30 | 1 | 585 | 585 | 668.07 | N
30 | EXTENSION CABLE :LTM E (LTMEV40BD),LENGTH 0.04M(LTMCC004) | 1 | 564 | 564 | 644.088 | N
31 | ELMEX: CST 6 | 4 | 26.53 | 106.12 | 121.189 | C2C30114
32 | PRECISE, CL1, 10VA, UPTO 40/1A | 1 | 1824 | 1824 | 2083.008 | C2010401
33 | ADD ON BLOCK | 1 | 183 | 183 | 208.986 | C2A31001
| Feeder Code : E-48-D |  | Total : | 125803.03 | 143667.0603 | 0 | 0
1 | STARTER FEEDER FORM IV - 400 MM | 1 | 12048.9 | 12048.9 | 13759.8438 | Q3010147
2 | 1.5 SQMM WIRE FOR DOL | 1 | 1059.75 | 1059.75 | 1210.2345 | Q3530101
3 | UPTO 7.5KW DOL(2.5SQMM) | 1 | 412.89 | 412.89 | 471.5204 | Q3140101
4 | ACC dsine DZ2 Extended ROH | 1 | 1740 | 1740 | 1987.08 | C1440310
5 | ACC dsine DZ1/2/3/4 Aux/TAC 1 C/o | 1 | 497.28 | 497.28 | 567.8938 | C1440301
6 | MCCB dsine DZ2-160H 100A 3P 80KA iTrip1 | 1 | 11287.41 | 11287.41 | 12890.2222 | C1440078
7 | DZ SHUNT RELEASE SLOT 1 : 110V DC | 1 | 1500 | 1500 | 1713
8 | MDX 32 CONTACTOR,110 VDC | 1 | 5421 | 5421 | 6190.782 | N
9 | ADD ON BLOCKS TOP:2 NO + 2 NC | 1 | 1176 | 1176 | 1342.992 | N
10 | 125A TP I/C | 1 | 1051.64 | 1051.64 | 1200.9729 | C2D10101
11 | 125A TP O/G | 1 | 1601.95 | 1601.95 | 1829.4269 | C2D10102
| PHOENIX VS-08-BU-RJ45/BU,RJ45 SOCKET | 1 | 1200 | 1200 | 1370.4
12 | SCHNEIDER TESYS RELAY,LTM R,LTM R27EBD | 1 | 41793 | 41793 | 47727.606 | N
13 | EXPANSION MODULE:LTM E (LTMEV40BD) | 1 | 11421 | 11421 | 13042.782 | N
14 | HMI TERMINAL:LTM CU CONTROL UNIT,TESYSCHR11 | 1 | 15333 | 15333 | 17510.286 | N
15 | LTM R/LTM E TO LTM CU,LTM9CU30 | 1 | 585 | 585 | 668.07 | N
16 | EXTENSION CABLE :LTM E (LTMEV40BD),LENGTH 0.04M(LTMCC004) | 1 | 564 | 564 | 644.088 | N
17 | SIC MALE | 14 | 233.73 | 3272.22 | 3736.8752 | C2C11101
18 | SIC FEMALE SERVICE | 7 | 125.11 | 875.77 | 1000.1293 | C2C11105
19 | SIC FEMALE-TQ3 FRAME | 5 | 138.14 | 690.7 | 788.7794 | C2C11102
20 | SIC FEMALE TEST | 1 | 174.56 | 174.56 | 199.3475 | C2C11103
21 | 2A CONTROL FUSE | 7 | 103.2 | 722.4 | 824.9808 | C1130101
22 | HC 63 FUSE BASE SP | 7 | 205.26 | 1436.82 | 1640.8484 | C1100101
23 | ESBEE: MUSHROOM PUSH TURN P.B. | 1 | 235.5 | 235.5 | 268.941 | C2430113
24 | ESBEE: GUARD RING FOR PB | 1 | 40.8 | 40.8 | 46.5936 | C2430115
25 | ESBEE: 1 NC (HC61B2) | 1 | 93 | 93 | 106.206 | C2430119
26 | ESBEE: FLUSH HEAD NON-ILLUMINATD P.B. | 1 | 124.5 | 124.5 | 142.179 | C2430111
27 | ESBEE: 1 NO (EC1C) | 1 | 73.5 | 73.5 | 83.937 | C2430116
28 | SIC FEMALE SERVICE + TEST | 1 | 204.32 | 204.32 | 233.3334 | C2C11104
29 | 3TH30 DC MAIN CONTACTOR | 4 | 1626 | 6504 | 7427.568 | C2A30001
30 | RED / GREEN / YELLOW / AMBER | 3 | 183 | 549 | 626.958 | C2410101
31 | PRECISE, CL1, 10VA, UPTO 40/1A | 1 | 1824 | 1824 | 2083.008 | C2010401
32 | ADD ON BLOCK | 1 | 183 | 183 | 208.986 | C2A31001
33 | ELMEX: CST 6 | 4 | 26.53 | 106.12 | 121.189 | C2C30114
| Feeder Code : E-49-D |  | Total : | 125803.03 | 143667.0603 | 0 | 0
1 | STARTER FEEDER FORM IV - 400 MM | 1 | 12048.9 | 12048.9 | 13759.8438 | Q3010147
2 | 1.5 SQMM WIRE FOR DOL | 1 | 1059.75 | 1059.75 | 1210.2345 | Q3530101
3 | UPTO 7.5KW DOL(2.5SQMM) | 1 | 412.89 | 412.89 | 471.5204 | Q3140101
4 | ACC dsine DZ2 Extended ROH | 1 | 1740 | 1740 | 1987.08 | C1440310
5 | ACC dsine DZ1/2/3/4 Aux/TAC 1 C/o | 1 | 497.28 | 497.28 | 567.8938 | C1440301
6 | MCCB dsine DZ2-160H 100A 3P 80KA iTrip1 | 1 | 11287.41 | 11287.41 | 12890.2222 | C1440078
7 | DZ SHUNT RELEASE SLOT 1 : 110V DC | 1 | 1500 | 1500 | 1713
8 | MDX 32 CONTACTOR,110 VDC | 1 | 5421 | 5421 | 6190.782 | N
9 | ADD ON BLOCKS TOP:2 NO + 2 NC | 1 | 1176 | 1176 | 1342.992 | N
10 | 125A TP I/C | 1 | 1051.64 | 1051.64 | 1200.9729 | C2D10101
11 | 125A TP O/G | 1 | 1601.95 | 1601.95 | 1829.4269 | C2D10102
| PHOENIX VS-08-BU-RJ45/BU,RJ45 SOCKET | 1 | 1200 | 1200 | 1370.4
12 | SCHNEIDER TESYS RELAY,LTM R,LTM R27EBD | 1 | 41793 | 41793 | 47727.606 | N
13 | EXPANSION MODULE:LTM E (LTMEV40BD) | 1 | 11421 | 11421 | 13042.782 | N
14 | HMI TERMINAL:LTM CU CONTROL UNIT,TESYSCHR11 | 1 | 15333 | 15333 | 17510.286 | N
15 | LTM R/LTM E TO LTM CU,LTM9CU30 | 1 | 585 | 585 | 668.07 | N
16 | EXTENSION CABLE :LTM E (LTMEV40BD),LENGTH 0.04M(LTMCC004) | 1 | 564 | 564 | 644.088 | N
17 | SIC MALE | 14 | 233.73 | 3272.22 | 3736.8752 | C2C11101
18 | SIC FEMALE SERVICE | 7 | 125.11 | 875.77 | 1000.1293 | C2C11105
19 | SIC FEMALE-TQ3 FRAME | 5 | 138.14 | 690.7 | 788.7794 | C2C11102
20 | SIC FEMALE TEST | 1 | 174.56 | 174.56 | 199.3475 | C2C11103
21 | 2A CONTROL FUSE | 7 | 103.2 | 722.4 | 824.9808 | C1130101
22 | HC 63 FUSE BASE SP | 7 | 205.26 | 1436.82 | 1640.8484 | C1100101
23 | ESBEE: MUSHROOM PUSH TURN P.B. | 1 | 235.5 | 235.5 | 268.941 | C2430113
24 | ESBEE: GUARD RING FOR PB | 1 | 40.8 | 40.8 | 46.5936 | C2430115
25 | ESBEE: 1 NC (HC61B2) | 1 | 93 | 93 | 106.206 | C2430119
26 | ESBEE: FLUSH HEAD NON-ILLUMINATD P.B. | 1 | 124.5 | 124.5 | 142.179 | C2430111
27 | ESBEE: 1 NO (EC1C) | 1 | 73.5 | 73.5 | 83.937 | C2430116
28 | SIC FEMALE SERVICE + TEST | 1 | 204.32 | 204.32 | 233.3334 | C2C11104
29 | 3TH30 DC MAIN CONTACTOR | 4 | 1626 | 6504 | 7427.568 | C2A30001
30 | RED / GREEN / YELLOW / AMBER | 3 | 183 | 549 | 626.958 | C2410101
31 | ELMEX: CST 6 | 4 | 26.53 | 106.12 | 121.189 | C2C30114
32 | PRECISE, CL1, 10VA, UPTO 40/1A | 1 | 1824 | 1824 | 2083.008 | C2010401
33 | ADD ON BLOCK | 1 | 183 | 183 | 208.986 | C2A31001
| Feeder Code : E-4-O |  | Total : | 77895.4911 | 88956.6508 | 0 | 0
1 | OUTGOING FDR - 400MM FULL - FORM_SEPARATION_T | 1 | 11544.9007 | 11544.9007 | 13184.2766 | Q3010130
2 | 1.5 SQMM WIRE FOR SWF | 1 | 541.65 | 541.65 | 618.5643 | Q3530110
3 | POWER WIRING COST FOR OUTGOING FDR - 100 A - TPN FEEDER 50%N | 1 | 5202.6404 | 5202.6404 | 5941.4153 | Q3110106
4 | ACC dsine DZ2 Extended ROH | 1 | 1740 | 1740 | 1987.08 | C1440310
5 | ACC dsine DZ1/2/3/4 Aux/TAC 1 C/o | 1 | 497.28 | 497.28 | 567.8938 | C1440301
6 | MCCB dsine DZ2-160H 100A 3P 80KA iTrip1 | 1 | 11287.41 | 11287.41 | 12890.2222 | C1440078
7 | DZ SHUNT RELEASE SLOT 1 : 110V DC | 1 | 1500 | 1500 | 1713
8 | 125A I/C TPN FOR FORM IV | 1 | 4311.73 | 4311.73 | 4923.9957 | C2D41023
9 | 125A TPN O/G | 1 | 1968.52 | 1968.52 | 2248.0498 | C2D10104
10 | 2A CONTROL FUSE | 5 | 103.2 | 516 | 589.272 | C1130101
11 | HC 63 FUSE BASE SP | 5 | 205.26 | 1026.3 | 1172.0346 | C1100101
12 | PROK DV EL RELAY, AUX SUPP:85-275V AC/DC | 1 | 10696.05 | 10696.05 | 12214.8891 | N
13 | 3TH30 DC MAIN CONTACTOR | 2 | 1626 | 3252 | 3713.784 | C2A30001
14 | SIC MALE | 8 | 233.73 | 1869.84 | 2135.3573 | C2C11101
15 | SIC FEMALE SERVICE | 5 | 125.11 | 625.55 | 714.3781 | C2C11105
16 | RED / GREEN / YELLOW / AMBER | 4 | 183 | 732 | 835.944 | C2410101
17 | SIC FEMALE-TQ3 FRAME | 3 | 138.14 | 414.42 | 473.2676 | C2C11102
18 | RISHAB DIGITAL ENERGY METER : EM1320 RS485 | 1 | 8032.5 | 8032.5 | 9173.115 | C211C102
19 | HC NEUTRAL LINK (63A) | 1 | 84.96 | 84.96 | 97.0243 | C1780101
20 | ELMEX: CST 6 | 8 | 26.53 | 212.24 | 242.3781 | C2C30114
21 | PRECISE, CL1, 10VA, 100-175/1A | 3 | 3946.5 | 11839.5 | 13520.709 | C2010404
| Feeder Code : E-504-O |  | Total : | 82275.0111 | 93958.0626 | 0 | 0
1 | OUTGOING FDR - 400MM FULL - FORM_SEPARATION_T | 1 | 11544.9007 | 11544.9007 | 13184.2766 | Q3010130
2 | 1.5 SQMM WIRE FOR SWF | 1 | 541.65 | 541.65 | 618.5643 | Q3530110
3 | POWER WIRING COST FOR OUTGOING FDR - 100 A - TPN FEEDER 50%N | 1 | 5202.6404 | 5202.6404 | 5941.4153 | Q3110106
4 | ACC dsine DZ2 Extended ROH | 1 | 1740 | 1740 | 1987.08 | C1440310
5 | ACC dsine DZ1/2/3/4 Aux/TAC 1 C/o | 1 | 497.28 | 497.28 | 567.8938 | C1440301
6 | MCCB dsine DZ2-160H 100A 3P 80KA iTrip1 | 1 | 11287.41 | 11287.41 | 12890.2222 | C1440078
7 | DZ SHUNT RELEASE SLOT 1 : 110V DC | 1 | 1500 | 1500 | 1713
8 | 125A TPN I/C | 1 | 1386.64 | 1386.64 | 1583.5429 | C2D10103
9 | 125A O/G TPN FOR FORM IV | 1 | 886.79 | 886.79 | 1012.7142 | C2D41024
10 | 250A O/G TPN FOR FORM IV | 1 | 8386.34 | 8386.34 | 9577.2003 | C2D41032
11 | 2A CONTROL FUSE | 5 | 103.2 | 516 | 589.272 | C1130101
12 | HC 63 FUSE BASE SP | 5 | 205.26 | 1026.3 | 1172.0346 | C1100101
13 | PROK DV EL RELAY, AUX SUPP:85-275V AC/DC | 1 | 10696.05 | 10696.05 | 12214.8891 | N
14 | 3TH30 DC MAIN CONTACTOR | 2 | 1626 | 3252 | 3713.784 | C2A30001
15 | SIC MALE | 8 | 233.73 | 1869.84 | 2135.3573 | C2C11101
16 | SIC FEMALE SERVICE | 5 | 125.11 | 625.55 | 714.3781 | C2C11105
17 | RED / GREEN / YELLOW / AMBER | 4 | 183 | 732 | 835.944 | C2410101
18 | SIC FEMALE-TQ3 FRAME | 3 | 138.14 | 414.42 | 473.2676 | C2C11102
19 | RISHAB DIGITAL ENERGY METER : EM1320 RS485 | 1 | 8032.5 | 8032.5 | 9173.115 | C211C102
20 | PRECISE, CL1, 10VA, 100-175/1A | 3 | 3946.5 | 11839.5 | 13520.709 | C2010404
21 | HC NEUTRAL LINK (63A) | 1 | 84.96 | 84.96 | 97.0243 | C1780101
22 | ELMEX: CST 6 | 8 | 26.53 | 212.24 | 242.3781 | C2C30114
| Feeder Code : E-51-D |  | Total : | 126128.45 | 144038.6899 | 0 | 0
1 | STARTER FEEDER FORM IV - 400 MM | 1 | 12048.9 | 12048.9 | 13759.8438 | Q3010147
2 | 1.5 SQMM WIRE FOR DOL | 1 | 1059.75 | 1059.75 | 1210.2345 | Q3530101
3 | 13KW DOL (4SQMM) | 1 | 738.31 | 738.31 | 843.15 | Q3140103
4 | ACC dsine DZ2 Extended ROH | 1 | 1740 | 1740 | 1987.08 | C1440310
5 | ACC dsine DZ1/2/3/4 Aux/TAC 1 C/o | 1 | 497.28 | 497.28 | 567.8938 | C1440301
6 | MCCB dsine DZ2-160H 100A 3P 80KA iTrip1 | 1 | 11287.41 | 11287.41 | 12890.2222 | C1440078
7 | DZ SHUNT RELEASE SLOT 1 : 110V DC | 1 | 1500 | 1500 | 1713
8 | MDX 32 CONTACTOR,110 VDC | 1 | 5421 | 5421 | 6190.782 | N
9 | ADD ON BLOCKS TOP:2 NO + 2 NC | 1 | 1176 | 1176 | 1342.992 | N
10 | 125A TP I/C | 1 | 1051.64 | 1051.64 | 1200.9729 | C2D10101
11 | 125A TP O/G | 1 | 1601.95 | 1601.95 | 1829.4269 | C2D10102
| PHOENIX VS-08-BU-RJ45/BU,RJ45 SOCKET | 1 | 1200 | 1200 | 1370.4
12 | SCHNEIDER TESYS RELAY,LTM R,LTM R100EBD | 1 | 41793 | 41793 | 47727.606 | N
13 | EXPANSION MODULE:LTM E (LTMEV40BD) | 1 | 11421 | 11421 | 13042.782 | N
14 | HMI TERMINAL:LTM CU CONTROL UNIT,TESYSCHR11 | 1 | 15333 | 15333 | 17510.286 | N
15 | LTM R/LTM E TO LTM CU,LTM9CU30 | 1 | 585 | 585 | 668.07 | N
16 | EXTENSION CABLE :LTM E (LTMEV40BD),LENGTH 0.04M(LTMCC004) | 1 | 564 | 564 | 644.088 | N
17 | SIC MALE | 14 | 233.73 | 3272.22 | 3736.8752 | C2C11101
18 | SIC FEMALE SERVICE | 7 | 125.11 | 875.77 | 1000.1293 | C2C11105
19 | SIC FEMALE-TQ3 FRAME | 5 | 138.14 | 690.7 | 788.7794 | C2C11102
20 | SIC FEMALE TEST | 1 | 174.56 | 174.56 | 199.3475 | C2C11103
21 | 2A CONTROL FUSE | 7 | 103.2 | 722.4 | 824.9808 | C1130101
22 | HC 63 FUSE BASE SP | 7 | 205.26 | 1436.82 | 1640.8484 | C1100101
23 | ESBEE: MUSHROOM PUSH TURN P.B. | 1 | 235.5 | 235.5 | 268.941 | C2430113
24 | ESBEE: GUARD RING FOR PB | 1 | 40.8 | 40.8 | 46.5936 | C2430115
25 | ESBEE: 1 NC (HC61B2) | 1 | 93 | 93 | 106.206 | C2430119
26 | ESBEE: FLUSH HEAD NON-ILLUMINATD P.B. | 1 | 124.5 | 124.5 | 142.179 | C2430111
27 | ESBEE: 1 NO (EC1C) | 1 | 73.5 | 73.5 | 83.937 | C2430116
28 | SIC FEMALE SERVICE + TEST | 1 | 204.32 | 204.32 | 233.3334 | C2C11104
29 | 3TH30 DC MAIN CONTACTOR | 4 | 1626 | 6504 | 7427.568 | C2A30001
30 | RED / GREEN / YELLOW / AMBER | 3 | 183 | 549 | 626.958 | C2410101
31 | PRECISE, CL1, 10VA, UPTO 40/1A | 1 | 1824 | 1824 | 2083.008 | C2010401
32 | ADD ON BLOCK | 1 | 183 | 183 | 208.986 | C2A31001
33 | ELMEX: CST 6 | 4 | 26.53 | 106.12 | 121.189 | C2C30114
| Feeder Code : E-52-D |  | Total : | 129122.4 | 147457.7808 | 0 | 0
1 | STARTER FEEDER FORM IV - 400 MM | 1 | 12048.9 | 12048.9 | 13759.8438 | Q3010147
2 | 1.5 SQMM WIRE FOR DOL | 1 | 1059.75 | 1059.75 | 1210.2345 | Q3530101
3 | 15KW DOL (6SQMM) | 1 | 882.47 | 882.47 | 1007.7807 | Q3140104
4 | ACC dsine DZ2 Extended ROH | 1 | 1740 | 1740 | 1987.08 | C1440310
5 | ACC dsine DZ1/2/3/4 Aux/TAC 1 C/o | 1 | 497.28 | 497.28 | 567.8938 | C1440301
6 | MCCB dsine DZ2-160H 63A 3P 80KA FM | 1 | 7539 | 7539 | 8609.538 | C1440059
7 | DZ SHUNT RELEASE SLOT 1 : 110V DC | 1 | 1500 | 1500 | 1713
8 | MDX 65 CONTACTOR,110 VDC | 1 | 12009 | 12009 | 13714.278 | N
9 | ADD ON BLOCKS TOP:2 NO + 2 NC | 1 | 1176 | 1176 | 1342.992 | N
10 | 125A TP O/G | 1 | 1601.95 | 1601.95 | 1829.4269 | C2D10102
11 | 125A TP I/C | 1 | 1051.64 | 1051.64 | 1200.9729 | C2D10101
| PHOENIX VS-08-BU-RJ45/BU,RJ45 SOCKET | 1 | 1200 | 1200 | 1370.4
12 | SCHNEIDER TESYS RELAY,LTM R,LTM R100EBD | 1 | 41793 | 41793 | 47727.606 | N
13 | EXPANSION MODULE:LTM E (LTMEV40BD) | 1 | 11421 | 11421 | 13042.782 | N
14 | HMI TERMINAL:LTM CU CONTROL UNIT,TESYSCHR11 | 1 | 15333 | 15333 | 17510.286 | N
15 | LTM R/LTM E TO LTM CU,LTM9CU30 | 1 | 585 | 585 | 668.07 | N
16 | EXTENSION CABLE :LTM E (LTMEV40BD),LENGTH 0.04M(LTMCC004) | 1 | 564 | 564 | 644.088 | N
17 | SIC MALE | 14 | 233.73 | 3272.22 | 3736.8752 | C2C11101
18 | SIC FEMALE SERVICE | 7 | 125.11 | 875.77 | 1000.1293 | C2C11105
19 | SIC FEMALE-TQ3 FRAME | 5 | 138.14 | 690.7 | 788.7794 | C2C11102
20 | SIC FEMALE TEST | 1 | 174.56 | 174.56 | 199.3475 | C2C11103
21 | 2A CONTROL FUSE | 7 | 103.2 | 722.4 | 824.9808 | C1130101
22 | HC 63 FUSE BASE SP | 7 | 205.26 | 1436.82 | 1640.8484 | C1100101
23 | ESBEE: MUSHROOM PUSH TURN P.B. | 1 | 235.5 | 235.5 | 268.941 | C2430113
24 | ESBEE: GUARD RING FOR PB | 1 | 40.8 | 40.8 | 46.5936 | C2430115
25 | ESBEE: 1 NC (HC61B2) | 1 | 93 | 93 | 106.206 | C2430119
26 | ESBEE: FLUSH HEAD NON-ILLUMINATD P.B. | 1 | 124.5 | 124.5 | 142.179 | C2430111
27 | ESBEE: 1 NO (EC1C) | 1 | 73.5 | 73.5 | 83.937 | C2430116
28 | SIC FEMALE SERVICE + TEST | 1 | 204.32 | 204.32 | 233.3334 | C2C11104
29 | 3TH30 DC MAIN CONTACTOR | 4 | 1626 | 6504 | 7427.568 | C2A30001
30 | RED / GREEN / YELLOW / AMBER | 3 | 183 | 549 | 626.958 | C2410101
31 | PRECISE, CL1, 10VA, 60/1A | 1 | 1824 | 1824 | 2083.008 | C2010402
32 | ADD ON BLOCK | 1 | 183 | 183 | 208.986 | C2A31001
33 | ELMEX: CST 6 | 4 | 26.53 | 106.12 | 121.189 | C2C30114
34 | DIODE: UF4007 | 1 | 10.2 | 10.2 | 11.6484 | C2D90117
| Feeder Code : E-53-D |  | Total : | 129870.4 | 148311.9968 | 0 | 0
1 | STARTER FEEDER FORM IV - 400 MM | 1 | 12048.9 | 12048.9 | 13759.8438 | Q3010147
2 | 1.5 SQMM WIRE FOR DOL | 1 | 1059.75 | 1059.75 | 1210.2345 | Q3530101
3 | 22.5KW DOL (10SQMM) | 1 | 1630.47 | 1630.47 | 1861.9967 | Q3140105
4 | 125A TP I/C | 1 | 1051.64 | 1051.64 | 1200.9729 | C2D10101
5 | 125A TP O/G | 1 | 1601.95 | 1601.95 | 1829.4269 | C2D10102
6 | ACC dsine DZ2 Extended ROH | 1 | 1740 | 1740 | 1987.08 | C1440310
7 | ACC dsine DZ1/2/3/4 Aux/TAC 1 C/o | 1 | 497.28 | 497.28 | 567.8938 | C1440301
8 | MCCB dsine DZ2-160H 63A 3P 80KA FM | 1 | 7539 | 7539 | 8609.538 | C1440059
9 | DZ SHUNT RELEASE SLOT 1 : 110V DC | 1 | 1500 | 1500 | 1713
10 | MDX 65 CONTACTOR,110 VDC | 1 | 12009 | 12009 | 13714.278 | N
11 | ADD ON BLOCKS TOP:2 NO + 2 NC | 1 | 1176 | 1176 | 1342.992 | N
| PHOENIX VS-08-BU-RJ45/BU,RJ45 SOCKET | 1 | 1200 | 1200 | 1370.4
12 | SCHNEIDER TESYS RELAY,LTM R,LTM R100EBD | 1 | 41793 | 41793 | 47727.606 | N
13 | EXPANSION MODULE:LTM E (LTMEV40BD) | 1 | 11421 | 11421 | 13042.782 | N
14 | HMI TERMINAL:LTM CU CONTROL UNIT,TESYSCHR11 | 1 | 15333 | 15333 | 17510.286 | N
15 | LTM R/LTM E TO LTM CU,LTM9CU30 | 1 | 585 | 585 | 668.07 | N
16 | EXTENSION CABLE :LTM E (LTMEV40BD),LENGTH 0.04M(LTMCC004) | 1 | 564 | 564 | 644.088 | N
17 | SIC MALE | 14 | 233.73 | 3272.22 | 3736.8752 | C2C11101
18 | SIC FEMALE SERVICE | 7 | 125.11 | 875.77 | 1000.1293 | C2C11105
19 | SIC FEMALE-TQ3 FRAME | 5 | 138.14 | 690.7 | 788.7794 | C2C11102
20 | SIC FEMALE TEST | 1 | 174.56 | 174.56 | 199.3475 | C2C11103
21 | 2A CONTROL FUSE | 7 | 103.2 | 722.4 | 824.9808 | C1130101
22 | HC 63 FUSE BASE SP | 7 | 205.26 | 1436.82 | 1640.8484 | C1100101
23 | ESBEE: MUSHROOM PUSH TURN P.B. | 1 | 235.5 | 235.5 | 268.941 | C2430113
24 | ESBEE: GUARD RING FOR PB | 1 | 40.8 | 40.8 | 46.5936 | C2430115
25 | ESBEE: 1 NC (HC61B2) | 1 | 93 | 93 | 106.206 | C2430119
26 | ESBEE: FLUSH HEAD NON-ILLUMINATD P.B. | 1 | 124.5 | 124.5 | 142.179 | C2430111
27 | ESBEE: 1 NO (EC1C) | 1 | 73.5 | 73.5 | 83.937 | C2430116
28 | SIC FEMALE SERVICE + TEST | 1 | 204.32 | 204.32 | 233.3334 | C2C11104
29 | 3TH30 DC MAIN CONTACTOR | 4 | 1626 | 6504 | 7427.568 | C2A30001
30 | RED / GREEN / YELLOW / AMBER | 3 | 183 | 549 | 626.958 | C2410101
31 | ELMEX: CST 6 | 4 | 26.53 | 106.12 | 121.189 | C2C30114
32 | PRECISE, CL1, 10VA, 60/1A | 1 | 1824 | 1824 | 2083.008 | C2010402
33 | ADD ON BLOCK | 1 | 183 | 183 | 208.986 | C2A31001
34 | DIODE: UF4007 | 1 | 10.2 | 10.2 | 11.6484 | C2D90117
| Feeder Code : E-54-D |  | Total : | 133618.81 | 152592.681 | 0 | 0
1 | STARTER FEEDER FORM IV - 400 MM | 1 | 12048.9 | 12048.9 | 13759.8438 | Q3010147
2 | 1.5 SQMM WIRE FOR DOL | 1 | 1059.75 | 1059.75 | 1210.2345 | Q3530101
3 | 22.5KW DOL (10SQMM) | 1 | 1630.47 | 1630.47 | 1861.9967 | Q3140105
4 | ACC dsine DZ2 Extended ROH | 1 | 1740 | 1740 | 1987.08 | C1440310
5 | ACC dsine DZ1/2/3/4 Aux/TAC 1 C/o | 1 | 497.28 | 497.28 | 567.8938 | C1440301
6 | MCCB dsine DZ2-160H 100A 3P 80KA iTrip1 | 1 | 11287.41 | 11287.41 | 12890.2222 | C1440078
7 | DZ SHUNT RELEASE SLOT 1 : 110V DC | 1 | 1500 | 1500 | 1713
8 | MDX 65 CONTACTOR,110 VDC | 1 | 12009 | 12009 | 13714.278 | N
9 | ADD ON BLOCKS TOP:2 NO + 2 NC | 1 | 1176 | 1176 | 1342.992 | N
10 | 125A TP I/C | 1 | 1051.64 | 1051.64 | 1200.9729 | C2D10101
11 | 125A TP O/G | 1 | 1601.95 | 1601.95 | 1829.4269 | C2D10102
| PHOENIX VS-08-BU-RJ45/BU,RJ45 SOCKET | 1 | 1200 | 1200 | 1370.4
12 | SCHNEIDER TESYS RELAY,LTM R,LTM R100EBD | 1 | 41793 | 41793 | 47727.606 | N
13 | EXPANSION MODULE:LTM E (LTMEV40BD) | 1 | 11421 | 11421 | 13042.782 | N
14 | HMI TERMINAL:LTM CU CONTROL UNIT,TESYSCHR11 | 1 | 15333 | 15333 | 17510.286 | N
15 | LTM R/LTM E TO LTM CU,LTM9CU30 | 1 | 585 | 585 | 668.07 | N
16 | EXTENSION CABLE :LTM E (LTMEV40BD),LENGTH 0.04M(LTMCC004) | 1 | 564 | 564 | 644.088 | N
17 | SIC MALE | 14 | 233.73 | 3272.22 | 3736.8752 | C2C11101
18 | SIC FEMALE SERVICE | 7 | 125.11 | 875.77 | 1000.1293 | C2C11105
19 | SIC FEMALE-TQ3 FRAME | 5 | 138.14 | 690.7 | 788.7794 | C2C11102
20 | SIC FEMALE TEST | 1 | 174.56 | 174.56 | 199.3475 | C2C11103
21 | 2A CONTROL FUSE | 7 | 103.2 | 722.4 | 824.9808 | C1130101
22 | HC 63 FUSE BASE SP | 7 | 205.26 | 1436.82 | 1640.8484 | C1100101
23 | ESBEE: MUSHROOM PUSH TURN P.B. | 1 | 235.5 | 235.5 | 268.941 | C2430113
24 | ESBEE: GUARD RING FOR PB | 1 | 40.8 | 40.8 | 46.5936 | C2430115
25 | ESBEE: 1 NC (HC61B2) | 1 | 93 | 93 | 106.206 | C2430119
26 | ESBEE: FLUSH HEAD NON-ILLUMINATD P.B. | 1 | 124.5 | 124.5 | 142.179 | C2430111
27 | ESBEE: 1 NO (EC1C) | 1 | 73.5 | 73.5 | 83.937 | C2430116
28 | SIC FEMALE SERVICE + TEST | 1 | 204.32 | 204.32 | 233.3334 | C2C11104
29 | 3TH30 DC MAIN CONTACTOR | 4 | 1626 | 6504 | 7427.568 | C2A30001
30 | RED / GREEN / YELLOW / AMBER | 3 | 183 | 549 | 626.958 | C2410101
31 | PRECISE, CL1, 10VA, 60/1A | 1 | 1824 | 1824 | 2083.008 | C2010402
32 | ADD ON BLOCK | 1 | 183 | 183 | 208.986 | C2A31001
33 | ELMEX: CST 6 | 4 | 26.53 | 106.12 | 121.189 | C2C30114
34 | DIODE: UF4007 | 1 | 10.2 | 10.2 | 11.6484 | C2D90117
| Feeder Code : E-55-D |  | Total : | 144942.63 | 165524.4835 | 0 | 0
1 | ACC dsine DZ2 Extended ROH | 1 | 1740 | 1740 | 1987.08 | C1440310
2 | ACC dsine DZ1/2/3/4 Aux/TAC 1 C/o | 1 | 497.28 | 497.28 | 567.8938 | C1440301
3 | DZ2-160 (80A) 80KA 3P MCCB WITH MAG ONLY RELEASE | 1 | 7395 | 7395 | 8445.09 | N
4 | DZ SHUNT RELEASE SLOT 1 : 110V DC | 1 | 1500 | 1500 | 1713
5 | MDX 110 CONTACTOR,110 VDC | 1 | 19287 | 19287 | 22025.754 | N
6 | ADD ON BLOCKS TOP:2 NO + 2 NC | 1 | 1176 | 1176 | 1342.992 | N
7 | 125A TP I/C | 1 | 1051.64 | 1051.64 | 1200.9729 | C2D10101
8 | 125A TP O/G | 1 | 1601.95 | 1601.95 | 1829.4269 | C2D10102
9 | SIC MALE | 16 | 233.73 | 3739.68 | 4270.7146 | C2C11101
10 | SIC FEMALE SERVICE | 9 | 125.11 | 1125.99 | 1285.8806 | C2C11105
11 | SIC FEMALE-TQ3 FRAME | 5 | 138.14 | 690.7 | 788.7794 | C2C11102
12 | SIC FEMALE TEST | 1 | 174.56 | 174.56 | 199.3475 | C2C11103
13 | 2A CONTROL FUSE | 8 | 103.2 | 825.6 | 942.8352 | C1130101
14 | HC 63 FUSE BASE SP | 8 | 205.26 | 1642.08 | 1875.2554 | C1100101
15 | ESBEE: MUSHROOM PUSH TURN P.B. | 1 | 235.5 | 235.5 | 268.941 | C2430113
16 | ESBEE: GUARD RING FOR PB | 1 | 40.8 | 40.8 | 46.5936 | C2430115
17 | ESBEE: 1 NC (HC61B2) | 1 | 93 | 93 | 106.206 | C2430119
18 | ESBEE: FLUSH HEAD NON-ILLUMINATD P.B. | 1 | 124.5 | 124.5 | 142.179 | C2430111
19 | ESBEE: 1 NO (EC1C) | 1 | 73.5 | 73.5 | 83.937 | C2430116
20 | SIC FEMALE SERVICE + TEST | 1 | 204.32 | 204.32 | 233.3334 | C2C11104
21 | 3TH30 DC MAIN CONTACTOR | 4 | 1626 | 6504 | 7427.568 | C2A30001
22 | RED / GREEN / YELLOW / AMBER | 3 | 183 | 549 | 626.958 | C2410101
23 | ELMEX: CST 6 | 4 | 26.53 | 106.12 | 121.189 | C2C30114
24 | PRECISE, CL1, 10VA, 100-175/1A | 1 | 3946.5 | 3946.5 | 4506.903 | C2010404
| PHOENIX VS-08-BU-RJ45/BU,RJ45 SOCKET | 1 | 1200 | 1200 | 1370.4
25 | SCHNEIDER TESYS RELAY,LTM R,LTM R100EBD | 1 | 41793 | 41793 | 47727.606 | N
26 | EXPANSION MODULE:LTM E (LTMEV40BD) | 1 | 11421 | 11421 | 13042.782 | N
27 | HMI TERMINAL:LTM CU CONTROL UNIT,TESYSCHR11 | 1 | 15333 | 15333 | 17510.286 | N
28 | LTM R/LTM E TO LTM CU,LTM9CU30 | 1 | 585 | 585 | 668.07 | N
29 | EXTENSION CABLE :LTM E (LTMEV40BD),LENGTH 0.04M(LTMCC004) | 1 | 564 | 564 | 644.088 | N
30 | HC NEUTRAL LINK (63A) | 1 | 84.96 | 84.96 | 97.0243 | C1780101
31 | ADD ON BLOCK | 1 | 183 | 183 | 208.986 | C2A31001
32 | STARTER FEEDER FORM IV - 500 MM | 1 | 15318.29 | 15318.29 | 17493.4872 | Q3010148
33 | 1.5 SQMM WIRE FOR DOL | 1 | 1059.75 | 1059.75 | 1210.2345 | Q3530101
34 | 33.5KW DOL (16SQMM) | 1 | 2669.71 | 2669.71 | 3048.8088 | Q3140106
35 | SALZER 16A 2 POLE AC NON LOCKABLE | 1 | 396 | 396 | 452.232 | C292A105
36 | DIODE: UF4007 | 1 | 10.2 | 10.2 | 11.6484 | C2D90117
| Feeder Code : E-56-D |  | Total : | 146483.9463 | 167284.6667 | 0 | 0
1 | STARTER FEEDER FORM IV - 500 MM | 1 | 15318.29 | 15318.29 | 17493.4872 | Q3010148
2 | 1.5 SQMM WIRE FOR DOL | 1 | 1059.75 | 1059.75 | 1210.2345 | Q3530101
3 | POWER WIRING COST - 37 KW | 1 | 4211.0263 | 4211.0263 | 4808.9921 | Q3140107
4 | ACC dsine DZ2 Extended ROH | 1 | 1740 | 1740 | 1987.08 | C1440310
5 | ACC dsine DZ1/2/3/4 Aux/TAC 1 C/o | 1 | 497.28 | 497.28 | 567.8938 | C1440301
6 | DZ2-160 (80A) 80KA 3P MCCB WITH MAG ONLY RELEASE | 1 | 7395 | 7395 | 8445.09 | N
7 | DZ SHUNT RELEASE SLOT 1 : 110V DC | 1 | 1500 | 1500 | 1713
8 | MDX 110 CONTACTOR,110 VDC | 1 | 19287 | 19287 | 22025.754 | N
9 | ADD ON BLOCKS TOP:2 NO + 2 NC | 1 | 1176 | 1176 | 1342.992 | N
10 | 125A TP I/C | 1 | 1051.64 | 1051.64 | 1200.9729 | C2D10101
11 | 125A TP O/G | 1 | 1601.95 | 1601.95 | 1829.4269 | C2D10102
| PHOENIX VS-08-BU-RJ45/BU,RJ45 SOCKET | 1 | 1200 | 1200 | 1370.4
12 | SCHNEIDER TESYS RELAY,LTM R,LTM R100EBD | 1 | 41793 | 41793 | 47727.606 | N
13 | EXPANSION MODULE:LTM E (LTMEV40BD) | 1 | 11421 | 11421 | 13042.782 | N
14 | HMI TERMINAL:LTM CU CONTROL UNIT,TESYSCHR11 | 1 | 15333 | 15333 | 17510.286 | N
15 | LTM R/LTM E TO LTM CU,LTM9CU30 | 1 | 585 | 585 | 668.07 | N
16 | EXTENSION CABLE :LTM E (LTMEV40BD),LENGTH 0.04M(LTMCC004) | 1 | 564 | 564 | 644.088 | N
17 | SIC MALE | 16 | 233.73 | 3739.68 | 4270.7146 | C2C11101
18 | SIC FEMALE SERVICE | 9 | 125.11 | 1125.99 | 1285.8806 | C2C11105
19 | SIC FEMALE-TQ3 FRAME | 5 | 138.14 | 690.7 | 788.7794 | C2C11102
20 | SIC FEMALE TEST | 1 | 174.56 | 174.56 | 199.3475 | C2C11103
21 | 2A CONTROL FUSE | 8 | 103.2 | 825.6 | 942.8352 | C1130101
22 | HC 63 FUSE BASE SP | 8 | 205.26 | 1642.08 | 1875.2554 | C1100101
23 | ESBEE: MUSHROOM PUSH TURN P.B. | 1 | 235.5 | 235.5 | 268.941 | C2430113
24 | ESBEE: GUARD RING FOR PB | 1 | 40.8 | 40.8 | 46.5936 | C2430115
25 | ESBEE: 1 NC (HC61B2) | 1 | 93 | 93 | 106.206 | C2430119
26 | ESBEE: FLUSH HEAD NON-ILLUMINATD P.B. | 1 | 124.5 | 124.5 | 142.179 | C2430111
27 | ESBEE: 1 NO (EC1C) | 1 | 73.5 | 73.5 | 83.937 | C2430116
28 | SIC FEMALE SERVICE + TEST | 1 | 204.32 | 204.32 | 233.3334 | C2C11104
29 | 3TH30 DC MAIN CONTACTOR | 4 | 1626 | 6504 | 7427.568 | C2A30001
30 | RED / GREEN / YELLOW / AMBER | 3 | 183 | 549 | 626.958 | C2410101
31 | PRECISE, CL1, 10VA, 100-175/1A | 1 | 3946.5 | 3946.5 | 4506.903 | C2010404
32 | HC NEUTRAL LINK (63A) | 1 | 84.96 | 84.96 | 97.0243 | C1780101
33 | ADD ON BLOCK | 1 | 183 | 183 | 208.986 | C2A31001
34 | SALZER 16A 2 POLE AC NON LOCKABLE | 1 | 396 | 396 | 452.232 | C292A105
35 | ELMEX: CST 6 | 4 | 26.53 | 106.12 | 121.189 | C2C30114
36 | DIODE: UF4007 | 1 | 10.2 | 10.2 | 11.6484 | C2D90117
| Feeder Code : E-58-D |  | Total : | 134864.35 | 154015.0877 | 0 | 0
1 | STARTER FEEDER FORM IV - 500 MM | 1 | 15318.29 | 15318.29 | 17493.4872 | Q3010148
2 | 1.5 SQMM WIRE FOR DOL | 1 | 1059.75 | 1059.75 | 1210.2345 | Q3530101
3 | 55KW DOL (35SQ MM) | 1 | 5739.92 | 5739.92 | 6554.9886 | Q3140108
4 | SIC MALE | 16 | 233.73 | 3739.68 | 4270.7146 | C2C11101
5 | SIC FEMALE SERVICE | 9 | 125.11 | 1125.99 | 1285.8806 | C2C11105
6 | SIC FEMALE-TQ3 FRAME | 5 | 138.14 | 690.7 | 788.7794 | C2C11102
7 | SIC FEMALE TEST | 1 | 174.56 | 174.56 | 199.3475 | C2C11103
8 | 2A CONTROL FUSE | 8 | 103.2 | 825.6 | 942.8352 | C1130101
9 | HC 63 FUSE BASE SP | 8 | 205.26 | 1642.08 | 1875.2554 | C1100101
10 | SIC FEMALE SERVICE + TEST | 1 | 204.32 | 204.32 | 233.3334 | C2C11104
11 | HC NEUTRAL LINK (63A) | 1 | 84.96 | 84.96 | 97.0243 | C1780101
12 | ACC dsine DZ2 Extended ROH | 1 | 1740 | 1740 | 1987.08 | C1440310
13 | ACC dsine DZ1/2/3/4 Aux/TAC 1 C/o | 1 | 497.28 | 497.28 | 567.8938 | C1440301
14 | DZ SHUNT RELEASE SLOT 1 : 110V DC | 1 | 1500 | 1500 | 1713
15 | MCCB dsine DZ2-160H 100A 3P 80KA FM | 1 | 7395 | 7395 | 8445.09 | C1440060
| PHOENIX VS-08-BU-RJ45/BU,RJ45 SOCKET | 1 | 1200 | 1200 | 1370.4
17 | SCHNEIDER TESYS RELAY,LTM R,LTM R100EBD | 1 | 41793 | 41793 | 47727.606 | N
18 | EXPANSION MODULE:LTM E (LTMEV40BD) | 1 | 11421 | 11421 | 13042.782 | N
19 | HMI TERMINAL:LTM CU CONTROL UNIT,TESYSCHR11 | 1 | 15333 | 15333 | 17510.286 | N
20 | LTM R/LTM E TO LTM CU,LTM9CU30 | 1 | 585 | 585 | 668.07 | N
21 | EXTENSION CABLE :LTM E (LTMEV40BD),LENGTH 0.04M(LTMCC004) | 1 | 564 | 564 | 644.088 | N
22 | 250A I/C TP FOR FORM IV | 1 | 3332.23 | 3332.23 | 3805.4067 | C2D41029
23 | 250A O/G TP FOR FORM IV | 1 | 6646.07 | 6646.07 | 7589.8119 | C2D41030
24 | PRECISE, CL1, 10VA, 100-175/1A | 1 | 3946.5 | 3946.5 | 4506.903 | C2010404
25 | SALZER 16A 2 POLE AC NON LOCKABLE | 1 | 396 | 396 | 452.232 | C292A105
26 | 3TH30 DC MAIN CONTACTOR | 4 | 1626 | 6504 | 7427.568 | C2A30001
27 | ADD ON BLOCK | 1 | 183 | 183 | 208.986 | C2A31001
28 | ESBEE: MUSHROOM PUSH TURN P.B. | 1 | 235.5 | 235.5 | 268.941 | C2430113
29 | ESBEE: GUARD RING FOR PB | 1 | 40.8 | 40.8 | 46.5936 | C2430115
30 | ESBEE: 1 NC (HC61B2) | 1 | 93 | 93 | 106.206 | C2430119
31 | ESBEE: FLUSH HEAD NON-ILLUMINATD P.B. | 1 | 124.5 | 124.5 | 142.179 | C2430111
32 | ESBEE: 1 NO (EC1C) | 1 | 73.5 | 73.5 | 83.937 | C2430116
33 | RED / GREEN / YELLOW / AMBER | 3 | 183 | 549 | 626.958 | C2410101
34 | ELMEX: CST 6 | 4 | 26.53 | 106.12 | 121.189 | C2C30114
| Feeder Code : E-61-I |  | Total : | 62710.24 | 71615.0941 | 0 | 0
1 | SWF WITH AUX FORM IV - 600 MM | 1 | 14332.95 | 14332.95 | 16368.2289 | Q3010132
2 | 1.5 SQMM WIRE FOR SWF | 1 | 541.65 | 541.65 | 618.5643 | Q3530110
3 | POWER WIRING 100A-TPN 50%N | 1 | 5202.64 | 5202.64 | 5941.4149 | Q3110106
4 | ACC dsine DZ1 Extended ROH | 1 | 1320.36 | 1320.36 | 1507.8511 | C1440309
5 | ACC dsine DZ1/2/3/4 Aux/TAC 1 C/o | 1 | 497.28 | 497.28 | 567.8938 | C1440301
6 | MCCB dsine DZ1-160N 100A 4P 50KA VTVM | 1 | 6176.01 | 6176.01 | 7053.0034 | C1440010
7 | DZ SHUNT RELEASE SLOT 1 : 110V DC | 1 | 1500 | 1500 | 1713
8 | CASTELL KEY INTERLOCK : TYPE 1 | 1 | 1410 | 1410 | 1610.22
9 | 125A TPN I/C | 1 | 1386.64 | 1386.64 | 1583.5429 | C2D10103
10 | 125A TPN O/G | 1 | 1968.52 | 1968.52 | 2248.0498 | C2D10104
11 | SIC MALE | 6 | 233.73 | 1402.38 | 1601.518 | C2C11101
12 | SIC FEMALE SERVICE | 3 | 125.11 | 375.33 | 428.6269 | C2C11105
13 | SIC FEMALE-TQ3 FRAME | 3 | 138.14 | 414.42 | 473.2676 | C2C11102
14 | 2A CONTROL FUSE | 5 | 103.2 | 516 | 589.272 | C1130101
15 | HC 63 FUSE BASE SP | 5 | 205.26 | 1026.3 | 1172.0346 | C1100101
16 | HC NEUTRAL LINK (63A) | 1 | 84.96 | 84.96 | 97.0243 | C1780101
17 | ELMEX: CST 6 | 8 | 26.53 | 212.24 | 242.3781 | C2C30114
18 | PRECISE, CL1, 10VA, 100-175/1A | 3 | 3946.5 | 11839.5 | 13520.709 | C2010404
19 | RISHABH VOLTMETER : 96X96 90 DEGREE NORMAL SCALE CLASS 1.0 | 1 | 954 | 954 | 1089.468 | C22B0105
20 | VSS | 1 | 297.56 | 297.56 | 339.8135 | C2540102
21 | RISHAB DIGITAL ENERGY METER : EM1320 RS485 | 1 | 8032.5 | 8032.5 | 9173.115 | C211C102
22 | 3TH30 DC MAIN CONTACTOR | 1 | 1626 | 1626 | 1856.892 | C2A30001
23 | ADD ON BLOCK | 2 | 183 | 366 | 417.972 | C2A31001
24 | RED / GREEN / YELLOW / AMBER | 5 | 183 | 915 | 1044.93 | C2410101
25 | BLUE / WHITE | 1 | 312 | 312 | 356.304 | C2410102
| Feeder Code : E-62-B |  | Total : | 36898.05 | 42137.5731 | 0 | 0
1 | SWF WITH AUX FORM IV - 400 MM | 1 | 11544.9 | 11544.9 | 13184.2758 | Q3010130
2 | 1.5 SQMM WIRE FOR SWF | 1 | 541.65 | 541.65 | 618.5643 | Q3530110
3 | POWER WIRING 100A-TPN 50%N | 1 | 5202.64 | 5202.64 | 5941.4149 | Q3110106
4 | 125A TPN I/C | 1 | 1386.64 | 1386.64 | 1583.5429 | C2D10103
5 | ACC dsine DZ1 Extended ROH | 1 | 1320.36 | 1320.36 | 1507.8511 | C1440309
6 | ACC dsine DZ1/2/3/4 Aux/TAC 1 C/o | 1 | 497.28 | 497.28 | 567.8938 | C1440301
7 | MCCB dsine DZ1-160N 100A 4P 50KA VTVM | 1 | 6176.01 | 6176.01 | 7053.0034 | C1440010
8 | DZ SHUNT RELEASE SLOT 1 : 110V DC | 1 | 1500 | 1500 | 1713
9 | CASTELL KEY INTERLOCK : TYPE 1 | 1 | 1410 | 1410 | 1610.22
10 | SIC MALE | 6 | 233.73 | 1402.38 | 1601.518 | C2C11101
11 | SIC FEMALE SERVICE | 3 | 125.11 | 375.33 | 428.6269 | C2C11105
12 | SIC FEMALE-TQ3 FRAME | 3 | 138.14 | 414.42 | 473.2676 | C2C11102
13 | 2A CONTROL FUSE | 2 | 103.2 | 206.4 | 235.7088 | C1130101
14 | HC 63 FUSE BASE SP | 2 | 205.26 | 410.52 | 468.8138 | C1100101
15 | 3TH30 DC MAIN CONTACTOR | 1 | 1626 | 1626 | 1856.892 | C2A30001
16 | ADD ON BLOCK | 2 | 183 | 366 | 417.972 | C2A31001
17 | RED / GREEN / YELLOW / AMBER | 3 | 183 | 549 | 626.958 | C2410101
18 | 125A TPN O/G | 1 | 1968.52 | 1968.52 | 2248.0498 | C2D10104
| Feeder Code : E-63-I |  | Total : | 62710.24 | 71615.0941 | 0 | 0
1 | SWF WITH AUX FORM IV - 600 MM | 1 | 14332.95 | 14332.95 | 16368.2289 | Q3010132
2 | 1.5 SQMM WIRE FOR SWF | 1 | 541.65 | 541.65 | 618.5643 | Q3530110
3 | POWER WIRING 100A-TPN 50%N | 1 | 5202.64 | 5202.64 | 5941.4149 | Q3110106
4 | ACC dsine DZ1 Extended ROH | 1 | 1320.36 | 1320.36 | 1507.8511 | C1440309
5 | ACC dsine DZ1/2/3/4 Aux/TAC 1 C/o | 1 | 497.28 | 497.28 | 567.8938 | C1440301
6 | MCCB dsine DZ1-160N 100A 4P 50KA VTVM | 1 | 6176.01 | 6176.01 | 7053.0034 | C1440010
7 | DZ SHUNT RELEASE SLOT 1 : 110V DC | 1 | 1500 | 1500 | 1713
8 | CASTELL KEY INTERLOCK : TYPE 1 | 1 | 1410 | 1410 | 1610.22
9 | 125A TPN I/C | 1 | 1386.64 | 1386.64 | 1583.5429 | C2D10103
10 | 125A TPN O/G | 1 | 1968.52 | 1968.52 | 2248.0498 | C2D10104
11 | SIC MALE | 6 | 233.73 | 1402.38 | 1601.518 | C2C11101
12 | SIC FEMALE SERVICE | 3 | 125.11 | 375.33 | 428.6269 | C2C11105
13 | SIC FEMALE-TQ3 FRAME | 3 | 138.14 | 414.42 | 473.2676 | C2C11102
14 | 2A CONTROL FUSE | 5 | 103.2 | 516 | 589.272 | C1130101
15 | HC 63 FUSE BASE SP | 5 | 205.26 | 1026.3 | 1172.0346 | C1100101
16 | HC NEUTRAL LINK (63A) | 1 | 84.96 | 84.96 | 97.0243 | C1780101
17 | ELMEX: CST 6 | 8 | 26.53 | 212.24 | 242.3781 | C2C30114
18 | PRECISE, CL1, 10VA, 100-175/1A | 3 | 3946.5 | 11839.5 | 13520.709 | C2010404
19 | RISHABH VOLTMETER : 96X96 90 DEGREE NORMAL SCALE CLASS 1.0 | 1 | 954 | 954 | 1089.468 | C22B0105
20 | VSS | 1 | 297.56 | 297.56 | 339.8135 | C2540102
21 | RISHAB DIGITAL ENERGY METER : EM1320 RS485 | 1 | 8032.5 | 8032.5 | 9173.115 | C211C102
22 | 3TH30 DC MAIN CONTACTOR | 1 | 1626 | 1626 | 1856.892 | C2A30001
23 | ADD ON BLOCK | 2 | 183 | 366 | 417.972 | C2A31001
24 | RED / GREEN / YELLOW / AMBER | 5 | 183 | 915 | 1044.93 | C2410101
25 | BLUE / WHITE | 1 | 312 | 312 | 356.304 | C2410102
| Feeder Code : E-64-GM |  | Total : | 8600.2573 | 9821.4939 | 0 | 0
1 | GENERAL FEEDER - 300MM FULL - FORM_SEPARATION_T | 1 | 4060.6173 | 4060.6173 | 4637.225
2 | ELMEX: CST 2.5 | 4 | 24.43 | 97.72 | 111.5962 | C2C30111
3 | SALZER 16A 2 POLE AC NON LOCKABLE | 2 | 396 | 792 | 904.464 | C292A105
4 | SALZER 16A 6 POLE AC NON LOCKABLE | 1 | 651 | 651 | 743.442 | C292A137
5 | CONTROL WIRING 16A DP | 2 | 528 | 1056 | 1205.952
6 | 2A CONTROL FUSE | 2 | 103.2 | 206.4 | 235.7088 | C1130101
7 | HC 63 FUSE BASE SP | 4 | 205.26 | 821.04 | 937.6277 | C1100101
8 | HC NEUTRAL LINK (63A) | 4 | 84.96 | 339.84 | 388.0973 | C1780101
9 | 16A CONTROL FUSE | 2 | 104.82 | 209.64 | 239.4089 | C1130106
10 | RED / GREEN / YELLOW / AMBER | 2 | 183 | 366 | 417.972 | C2410101
| Feeder Code : E-654-D |  | Total : | 152730.22 | 174417.9112 | 0 | 0
1 | STARTER FEEDER FORM IV - 500 MM | 1 | 15318.29 | 15318.29 | 17493.4872 | Q3010148
2 | 1.5 SQMM WIRE FOR DOL | 1 | 1059.75 | 1059.75 | 1210.2345 | Q3530101
3 | 22.5KW DOL (10SQMM) | 1 | 1630.47 | 1630.47 | 1861.9967 | Q3140105
4 | ACC dsine DZ2 Extended ROH | 1 | 1740 | 1740 | 1987.08 | C1440310
5 | ACC dsine DZ1/2/3/4 Aux/TAC 1 C/o | 1 | 497.28 | 497.28 | 567.8938 | C1440301
6 | MCCB dsine DZ2-160H 100A 3P 80KA iTrip1 | 1 | 11287.41 | 11287.41 | 12890.2222 | C1440078
7 | DZ SHUNT RELEASE SLOT 1 : 110V DC | 1 | 1500 | 1500 | 1713
8 | MDX 65 CONTACTOR,110 VDC | 2 | 12009 | 24018 | 27428.556 | N
9 | ADD ON BLOCKS TOP:2 NO + 2 NC | 2 | 1176 | 2352 | 2685.984 | N
10 | 125A TPN I/C | 1 | 1386.64 | 1386.64 | 1583.5429 | C2D10103
11 | 125A TP O/G | 1 | 1601.95 | 1601.95 | 1829.4269 | C2D10102
| PHOENIX VS-08-BU-RJ45/BU,RJ45 SOCKET | 1 | 1200 | 1200 | 1370.4
12 | SCHNEIDER TESYS RELAY,LTM R,LTM R100EBD | 1 | 41793 | 41793 | 47727.606 | N
13 | EXPANSION MODULE:LTM E (LTMEV40BD) | 1 | 11421 | 11421 | 13042.782 | N
14 | HMI TERMINAL:LTM CU CONTROL UNIT,TESYSCHR11 | 1 | 15333 | 15333 | 17510.286 | N
15 | LTM R/LTM E TO LTM CU,LTM9CU30 | 1 | 585 | 585 | 668.07 | N
16 | EXTENSION CABLE :LTM E (LTMEV40BD),LENGTH 0.04M(LTMCC004) | 1 | 564 | 564 | 644.088 | N
17 | SIC MALE | 16 | 233.73 | 3739.68 | 4270.7146 | C2C11101
18 | SIC FEMALE SERVICE | 9 | 125.11 | 1125.99 | 1285.8806 | C2C11105
19 | SIC FEMALE-TQ3 FRAME | 5 | 138.14 | 690.7 | 788.7794 | C2C11102
20 | SIC FEMALE TEST | 1 | 174.56 | 174.56 | 199.3475 | C2C11103
21 | 2A CONTROL FUSE | 10 | 103.2 | 1032 | 1178.544 | C1130101
22 | HC 63 FUSE BASE SP | 10 | 205.26 | 2052.6 | 2344.0692 | C1100101
23 | ESBEE: MUSHROOM PUSH TURN P.B. | 1 | 235.5 | 235.5 | 268.941 | C2430113
24 | ESBEE: GUARD RING FOR PB | 1 | 40.8 | 40.8 | 46.5936 | C2430115
25 | ESBEE: 1 NC (HC61B2) | 1 | 93 | 93 | 106.206 | C2430119
26 | ESBEE: FLUSH HEAD NON-ILLUMINATD P.B. | 2 | 124.5 | 249 | 284.358 | C2430111
27 | ESBEE: 1 NO (EC1C) | 2 | 73.5 | 147 | 167.874 | C2430116
28 | SIC FEMALE SERVICE + TEST | 1 | 204.32 | 204.32 | 233.3334 | C2C11104
29 | 3TH30 DC MAIN CONTACTOR | 4 | 1626 | 6504 | 7427.568 | C2A30001
30 | RED / GREEN / YELLOW / AMBER | 3 | 183 | 549 | 626.958 | C2410101
31 | ELMEX: CST 6 | 4 | 26.53 | 106.12 | 121.189 | C2C30114
32 | PRECISE, CL1, 10VA, 60/1A | 1 | 1824 | 1824 | 2083.008 | C2010402
33 | ADD ON BLOCK | 1 | 183 | 183 | 208.986 | C2A31001
34 | HC NEUTRAL LINK (63A) | 1 | 84.96 | 84.96 | 97.0243 | C1780101
35 | SALZER 16A 2 POLE AC NON LOCKABLE | 1 | 396 | 396 | 452.232 | C292A105
36 | DIODE: UF4007 | 1 | 10.2 | 10.2 | 11.6484 | C2D90117
| Feeder Code : E-655-D |  | Total : | 171746.55 | 196134.5601 | 0 | 0
1 | STARTER FEEDER FORM IV - 500 MM | 1 | 15318.29 | 15318.29 | 17493.4872 | Q3010148
2 | 1.5 SQMM WIRE FOR DOL | 1 | 1059.75 | 1059.75 | 1210.2345 | Q3530101
3 | 33.5KW DOL (16SQMM) | 1 | 2669.71 | 2669.71 | 3048.8088 | Q3140106
4 | ACC dsine DZ2 Extended ROH | 1 | 1740 | 1740 | 1987.08 | C1440310
5 | ACC dsine DZ1/2/3/4 Aux/TAC 1 C/o | 1 | 497.28 | 497.28 | 567.8938 | C1440301
6 | DZ2-160 (100A) 80KA 3P MCCB WITH ITRIP1 RELEASE | 1 | 11295 | 11295 | 12898.89
7 | DZ SHUNT RELEASE SLOT 1 : 110V DC | 1 | 1500 | 1500 | 1713
8 | MDX 110 CONTACTOR,110 VDC | 2 | 19287 | 38574 | 44051.508 | N
9 | ADD ON BLOCKS TOP:2 NO + 2 NC | 2 | 1176 | 2352 | 2685.984 | N
10 | 125A TP I/C | 1 | 1051.64 | 1051.64 | 1200.9729 | C2D10101
11 | 125A TP O/G | 1 | 1601.95 | 1601.95 | 1829.4269 | C2D10102
| PHOENIX VS-08-BU-RJ45/BU,RJ45 SOCKET | 1 | 1200 | 1200 | 1370.4
12 | SCHNEIDER TESYS RELAY,LTM R,LTM R100EBD | 1 | 41793 | 41793 | 47727.606 | N
13 | EXPANSION MODULE:LTM E (LTMEV40BD) | 1 | 11421 | 11421 | 13042.782 | N
14 | HMI TERMINAL:LTM CU CONTROL UNIT,TESYSCHR11 | 1 | 15333 | 15333 | 17510.286 | N
15 | LTM R/LTM E TO LTM CU,LTM9CU30 | 1 | 585 | 585 | 668.07 | N
16 | EXTENSION CABLE :LTM E (LTMEV40BD),LENGTH 0.04M(LTMCC004) | 1 | 564 | 564 | 644.088 | N
17 | SIC MALE | 16 | 233.73 | 3739.68 | 4270.7146 | C2C11101
18 | SIC FEMALE SERVICE | 9 | 125.11 | 1125.99 | 1285.8806 | C2C11105
19 | SIC FEMALE-TQ3 FRAME | 5 | 138.14 | 690.7 | 788.7794 | C2C11102
20 | SIC FEMALE TEST | 1 | 174.56 | 174.56 | 199.3475 | C2C11103
21 | 2A CONTROL FUSE | 10 | 103.2 | 1032 | 1178.544 | C1130101
22 | HC 63 FUSE BASE SP | 10 | 205.26 | 2052.6 | 2344.0692 | C1100101
23 | ESBEE: MUSHROOM PUSH TURN P.B. | 1 | 235.5 | 235.5 | 268.941 | C2430113
24 | ESBEE: GUARD RING FOR PB | 1 | 40.8 | 40.8 | 46.5936 | C2430115
25 | ESBEE: 1 NC (HC61B2) | 1 | 93 | 93 | 106.206 | C2430119
26 | ESBEE: FLUSH HEAD NON-ILLUMINATD P.B. | 2 | 124.5 | 249 | 284.358 | C2430111
27 | ESBEE: 1 NO (EC1C) | 2 | 73.5 | 147 | 167.874 | C2430116
28 | SIC FEMALE SERVICE + TEST | 1 | 204.32 | 204.32 | 233.3334 | C2C11104
29 | 3TH30 DC MAIN CONTACTOR | 5 | 1626 | 8130 | 9284.46 | C2A30001
30 | RED / GREEN / YELLOW / AMBER | 3 | 183 | 549 | 626.958 | C2410101
31 | PRECISE, CL1, 10VA, 100-175/1A | 1 | 3946.5 | 3946.5 | 4506.903 | C2010404
32 | HC NEUTRAL LINK (63A) | 1 | 84.96 | 84.96 | 97.0243 | C1780101
33 | ADD ON BLOCK | 1 | 183 | 183 | 208.986 | C2A31001
34 | ELMEX: CST 6 | 4 | 26.53 | 106.12 | 121.189 | C2C30114
35 | SALZER 16A 2 POLE AC NON LOCKABLE | 1 | 396 | 396 | 452.232 | C292A105
36 | DIODE: UF4007 | 1 | 10.2 | 10.2 | 11.6484 | C2D90117
| Feeder Code : E-65-GM |  | Total : | 28952.343 | 33063.5757 | 0 | 0
1 | GENERAL FEEDER - 400MM FULL - FORM_SEPARATION_T | 1 | 3959.143 | 3959.143 | 4521.3413
2 | ELMEX: CAT M4 | 4 | 56.77 | 227.08 | 259.3254 | C2C30101
3 | CONTROL WIRING | 1 | 1056 | 1056 | 1205.952
4 | 2A CONTROL FUSE | 4 | 103.2 | 412.8 | 471.4176 | C1130101
5 | HC 63 FUSE BASE SP | 8 | 205.26 | 1642.08 | 1875.2554 | C1100101
6 | 25A CONTROL FUSE | 4 | 104.88 | 419.52 | 479.0918 | C1130108
7 | SALZER 25A 2 POLE DC NON LOCKABLE | 2 | 816 | 1632 | 1863.744 | C292A186
8 | SALZER 25A 6 POLE DC NON LOCKABLE | 1 | 1170 | 1170 | 1336.14 | C292A218
9 | BLUE / WHITE | 2 | 312 | 624 | 712.608 | C2410102
10 | VAG11 - 1/4NV | 2 | 7596 | 15192 | 17349.264 | RE030101
11 | AE VOLTMETER : DC 96X96 90 DEGREE NORMAL SCALE CLASS 1.0 | 2 | 1260 | 2520 | 2877.84 | C22A0114
12 | ELMEX: CST 2.5 | 4 | 24.43 | 97.72 | 111.5962 | C2C30111
| Feeder Code : E-66-GM |  | Total : | 20675.063 | 23610.922 | 0 | 0
1 | GENERAL FEEDER - 400MM FULL - FORM_SEPARATION_T | 1 | 3959.143 | 3959.143 | 4521.3413
2 | ELMEX: CST 2.5 | 100 | 24.43 | 2443 | 2789.906 | C2C30111
3 | 2A CONTROL FUSE | 2 | 103.2 | 206.4 | 235.7088 | C1130101
4 | HC 63 FUSE BASE SP | 2 | 205.26 | 410.52 | 468.8138 | C1100101
5 | CONTROL WIRING | 4 | 1056 | 4224 | 4823.808
6 | 3TH30 DC MAIN CONTACTOR | 4 | 1626 | 6504 | 7427.568 | C2A30001
7 | ADD ON BLOCK | 16 | 183 | 2928 | 3343.776 | C2A31001
| Feeder Code : E-67-I |  | Total : | 77633.75 | 88657.7425 | 0 | 0
1 | SWF WITH AUX FORM IV - 800 MM | 1 | 16159.12 | 16159.12 | 18453.715 | Q3010134
2 | 1.5 SQMM WIRE FOR SWF | 1 | 541.65 | 541.65 | 618.5643 | Q3530110
3 | LINKS FN250/400A AL TPN 50%N | 1 | 2469.63 | 2469.63 | 2820.3175 | Q3120104
4 | ACC dsine DZ6 Extended ROH | 1 | 2032.53 | 2032.53 | 2321.1493 | C1440311
5 | ACC dsine DZ6/7 Aux/TAC 1 C/o | 1 | 500.16 | 500.16 | 571.1827 | C1440302
6 | MCCB dsine DZ6-400N 400A 4P 50KA VTVM | 1 | 18798 | 18798 | 21467.316 | C1440117
7 | DZ SHUNT RELEASE SLOT 1 : 110V DC | 1 | 1500 | 1500 | 1713
8 | CASTELL KEY INTERLOCK : TYPE 1 | 1 | 1410 | 1410 | 1610.22
9 | 500A I/C TPN FOR FORM IV | 1 | 4361.93 | 4361.93 | 4981.3241 | C2D41035
10 | 500A O/G TPN FOR FORM IV | 1 | 9483.04 | 9483.04 | 10829.6317 | C2D41036
11 | SIC MALE | 6 | 233.73 | 1402.38 | 1601.518 | C2C11101
12 | SIC FEMALE SERVICE | 3 | 125.11 | 375.33 | 428.6269 | C2C11105
13 | SIC FEMALE-TQ3 FRAME | 3 | 138.14 | 414.42 | 473.2676 | C2C11102
14 | 2A CONTROL FUSE | 5 | 103.2 | 516 | 589.272 | C1130101
15 | HC 63 FUSE BASE SP | 5 | 205.26 | 1026.3 | 1172.0346 | C1100101
16 | HC NEUTRAL LINK (63A) | 1 | 84.96 | 84.96 | 97.0243 | C1780101
17 | ELMEX: CST 6 | 8 | 26.53 | 212.24 | 242.3781 | C2C30114
18 | PRECISE, CL1, 10VA, 300-400/1A | 3 | 1281 | 3843 | 4388.706 | C2010407
19 | RISHABH VOLTMETER : 96X96 90 DEGREE NORMAL SCALE CLASS 1.0 | 1 | 954 | 954 | 1089.468 | C22B0105
20 | VSS | 1 | 297.56 | 297.56 | 339.8135 | C2540102
21 | RISHAB DIGITAL ENERGY METER : EM1320 RS485 | 1 | 8032.5 | 8032.5 | 9173.115 | C211C102
22 | 3TH30 DC MAIN CONTACTOR | 1 | 1626 | 1626 | 1856.892 | C2A30001
23 | ADD ON BLOCK | 2 | 183 | 366 | 417.972 | C2A31001
24 | RED / GREEN / YELLOW / AMBER | 5 | 183 | 915 | 1044.93 | C2410101
25 | BLUE / WHITE | 1 | 312 | 312 | 356.304 | C2410102
| Feeder Code : E-68-B |  | Total : | 63905.88 | 72980.515 | 0 | 0
1 | SWF WITH AUX FORM IV - 700 MM | 1 | 15463.69 | 15463.69 | 17659.534 | Q3010133
2 | 1.5 SQMM WIRE FOR SWF | 1 | 541.65 | 541.65 | 618.5643 | Q3530110
3 | LINKS FN250/400A B/C AL TPN 50%N | 1 | 4464.83 | 4464.83 | 5098.8359 | Q3120106
4 | 500A I/C TPN FOR FORM IV | 1 | 4361.93 | 4361.93 | 4981.3241 | C2D41035
5 | ACC dsine DZ6 Extended ROH | 1 | 2032.53 | 2032.53 | 2321.1493 | C1440311
6 | ACC dsine DZ6/7 Aux/TAC 1 C/o | 1 | 500.16 | 500.16 | 571.1827 | C1440302
7 | MCCB dsine DZ6-400N 400A 4P 50KA VTVM | 1 | 18798 | 18798 | 21467.316 | C1440117
8 | DZ SHUNT RELEASE SLOT 1 : 110V DC | 1 | 1500 | 1500 | 1713
9 | CASTELL KEY INTERLOCK : TYPE 1 | 1 | 1410 | 1410 | 1610.22
10 | SIC MALE | 6 | 233.73 | 1402.38 | 1601.518 | C2C11101
11 | SIC FEMALE SERVICE | 3 | 125.11 | 375.33 | 428.6269 | C2C11105
12 | SIC FEMALE-TQ3 FRAME | 3 | 138.14 | 414.42 | 473.2676 | C2C11102
13 | 2A CONTROL FUSE | 2 | 103.2 | 206.4 | 235.7088 | C1130101
14 | HC 63 FUSE BASE SP | 2 | 205.26 | 410.52 | 468.8138 | C1100101
15 | 3TH30 DC MAIN CONTACTOR | 1 | 1626 | 1626 | 1856.892 | C2A30001
16 | ADD ON BLOCK | 2 | 183 | 366 | 417.972 | C2A31001
17 | RED / GREEN / YELLOW / AMBER | 3 | 183 | 549 | 626.958 | C2410101
18 | 500A O/G TPN FOR FORM IV | 1 | 9483.04 | 9483.04 | 10829.6317 | C2D41036
| Feeder Code : E-69-I |  | Total : | 77633.75 | 88657.7425 | 0 | 0
1 | SWF WITH AUX FORM IV - 800 MM | 1 | 16159.12 | 16159.12 | 18453.715 | Q3010134
2 | 1.5 SQMM WIRE FOR SWF | 1 | 541.65 | 541.65 | 618.5643 | Q3530110
3 | LINKS FN250/400A AL TPN 50%N | 1 | 2469.63 | 2469.63 | 2820.3175 | Q3120104
4 | ACC dsine DZ6 Extended ROH | 1 | 2032.53 | 2032.53 | 2321.1493 | C1440311
5 | ACC dsine DZ6/7 Aux/TAC 1 C/o | 1 | 500.16 | 500.16 | 571.1827 | C1440302
6 | MCCB dsine DZ6-400N 400A 4P 50KA VTVM | 1 | 18798 | 18798 | 21467.316 | C1440117
7 | DZ SHUNT RELEASE SLOT 1 : 110V DC | 1 | 1500 | 1500 | 1713
8 | CASTELL KEY INTERLOCK : TYPE 1 | 1 | 1410 | 1410 | 1610.22
9 | 500A I/C TPN FOR FORM IV | 1 | 4361.93 | 4361.93 | 4981.3241 | C2D41035
10 | 500A O/G TPN FOR FORM IV | 1 | 9483.04 | 9483.04 | 10829.6317 | C2D41036
11 | SIC MALE | 6 | 233.73 | 1402.38 | 1601.518 | C2C11101
12 | SIC FEMALE SERVICE | 3 | 125.11 | 375.33 | 428.6269 | C2C11105
13 | SIC FEMALE-TQ3 FRAME | 3 | 138.14 | 414.42 | 473.2676 | C2C11102
14 | 2A CONTROL FUSE | 5 | 103.2 | 516 | 589.272 | C1130101
15 | HC 63 FUSE BASE SP | 5 | 205.26 | 1026.3 | 1172.0346 | C1100101
16 | HC NEUTRAL LINK (63A) | 1 | 84.96 | 84.96 | 97.0243 | C1780101
17 | ELMEX: CST 6 | 8 | 26.53 | 212.24 | 242.3781 | C2C30114
18 | PRECISE, CL1, 10VA, 300-400/1A | 3 | 1281 | 3843 | 4388.706 | C2010407
19 | RISHABH VOLTMETER : 96X96 90 DEGREE NORMAL SCALE CLASS 1.0 | 1 | 954 | 954 | 1089.468 | C22B0105
20 | VSS | 1 | 297.56 | 297.56 | 339.8135 | C2540102
21 | RISHAB DIGITAL ENERGY METER : EM1320 RS485 | 1 | 8032.5 | 8032.5 | 9173.115 | C211C102
22 | 3TH30 DC MAIN CONTACTOR | 1 | 1626 | 1626 | 1856.892 | C2A30001
23 | ADD ON BLOCK | 2 | 183 | 366 | 417.972 | C2A31001
24 | RED / GREEN / YELLOW / AMBER | 5 | 183 | 915 | 1044.93 | C2410101
25 | BLUE / WHITE | 1 | 312 | 312 | 356.304 | C2410102
| Feeder Code : E-703-O |  | Total : | 65944.468 | 75308.5824 | 0 | 0
1 | OUTGOING FDR - 400MM FULL - FORM_SEPARATION_T | 1 | 11544.9007 | 11544.9007 | 13184.2766 | Q3010130
2 | 1.5 SQMM WIRE FOR SWF | 1 | 541.65 | 541.65 | 618.5643 | Q3530110
3 | POWER WIRING COST FOR OUTGOING FDR - 63 A - TPN FEEDER 50%N | 1 | 2544.2073 | 2544.2073 | 2905.4848 | Q3110104
4 | ACC dsine DZ2 Extended ROH | 1 | 1740 | 1740 | 1987.08 | C1440310
5 | ACC dsine DZ1/2/3/4 Aux/TAC 1 C/o | 1 | 497.28 | 497.28 | 567.8938 | C1440301
6 | MCCB dsine DZ2-160H 100A 3P 80KA iTrip1 | 1 | 11287.41 | 11287.41 | 12890.2222 | C1440078
7 | DZ SHUNT RELEASE SLOT 1 : 110V DC | 1 | 1500 | 1500 | 1713
8 | 125A TPN I/C | 1 | 1386.64 | 1386.64 | 1583.5429 | C2D10103
9 | 125A TPN O/G | 1 | 1968.52 | 1968.52 | 2248.0498 | C2D10104
10 | 2A CONTROL FUSE | 5 | 103.2 | 516 | 589.272 | C1130101
11 | HC 63 FUSE BASE SP | 5 | 205.26 | 1026.3 | 1172.0346 | C1100101
12 | 3TH30 DC MAIN CONTACTOR | 2 | 1626 | 3252 | 3713.784 | C2A30001
13 | SIC MALE | 8 | 233.73 | 1869.84 | 2135.3573 | C2C11101
14 | SIC FEMALE SERVICE | 5 | 125.11 | 625.55 | 714.3781 | C2C11105
15 | RED / GREEN / YELLOW / AMBER | 4 | 183 | 732 | 835.944 | C2410101
16 | SIC FEMALE-TQ3 FRAME | 3 | 138.14 | 414.42 | 473.2676 | C2C11102
17 | RISHAB DIGITAL ENERGY METER : EM1320 RS485 | 1 | 8032.5 | 8032.5 | 9173.115 | C211C102
18 | HC NEUTRAL LINK (63A) | 1 | 84.96 | 84.96 | 97.0243 | C1780101
19 | ELMEX: CST 6 | 8 | 26.53 | 212.24 | 242.3781 | C2C30114
20 | PRECISE, CL1, 10VA, 60/1A | 3 | 1824 | 5472 | 6249.024 | C2010402
21 | PROK DV EL RELAY, AUX SUPP:85-275V AC/DC | 1 | 10696.05 | 10696.05 | 12214.8891 | N
| Feeder Code : E-70-GM |  | Total : | 45780.783 | 52281.6542 | 0 | 0
1 | GENERAL FEEDER - 400MM FULL - FORM_SEPARATION_T | 1 | 3959.143 | 3959.143 | 4521.3413
2 | SALZER 16A 2 POLE DC LOCKABLE | 2 | 840 | 1680 | 1918.56 | C292A181
3 | CONTROL WIRING DP | 2 | 528 | 1056 | 1205.952
4 | 2A CONTROL FUSE | 3 | 103.2 | 309.6 | 353.5632 | C1130101
5 | HC 63 FUSE BASE SP | 3 | 205.26 | 615.78 | 703.2208 | C1100101
6 | ASTRO,T2DDT0 TIME SW. | 2 | 10620 | 21240 | 24256.08
7 | HC NEUTRAL LINK (63A) | 1 | 84.96 | 84.96 | 97.0243 | C1780101
8 | ELMEX: CST 2.5 | 110 | 24.43 | 2687.3 | 3068.8966 | C2C30111
9 | 3TH30 DC MAIN CONTACTOR | 6 | 1626 | 9756 | 11141.352 | C2A30001
10 | ADD ON BLOCK | 24 | 183 | 4392 | 5015.664 | C2A31001
| Feeder Code : E-710-O |  | Total : | 84289.9011 | 96259.067 | 0 | 0
1 | OUTGOING FDR - 400MM FULL - FORM_SEPARATION_T | 1 | 11544.9007 | 11544.9007 | 13184.2766 | Q3010130
2 | 1.5 SQMM WIRE FOR SWF | 1 | 541.65 | 541.65 | 618.5643 | Q3530110
3 | POWER WIRING COST FOR OUTGOING FDR - 80 A - TPN FEEDER 50%N | 1 | 5202.6404 | 5202.6404 | 5941.4153 | Q3110106
4 | ACC dsine DZ2 Extended ROH | 1 | 1740 | 1740 | 1987.08 | C1440310
5 | ACC dsine DZ1/2/3/4 Aux/TAC 1 C/o | 1 | 497.28 | 497.28 | 567.8938 | C1440301
6 | MCCB dsine DZ2-160H 100A 3P 80KA iTrip1 | 1 | 11287.41 | 11287.41 | 12890.2222 | C1440078
7 | DZ SHUNT RELEASE SLOT 1 : 110V DC | 1 | 1500 | 1500 | 1713
8 | 125A TPN I/C | 1 | 1386.64 | 1386.64 | 1583.5429 | C2D10103
9 | 125A TPN O/G | 1 | 1968.52 | 1968.52 | 2248.0498 | C2D10104
10 | 2A CONTROL FUSE | 5 | 103.2 | 516 | 589.272 | C1130101
11 | HC 63 FUSE BASE SP | 5 | 205.26 | 1026.3 | 1172.0346 | C1100101
12 | 3TH30 DC MAIN CONTACTOR | 2 | 1626 | 3252 | 3713.784 | C2A30001
13 | SIC MALE | 8 | 233.73 | 1869.84 | 2135.3573 | C2C11101
14 | SIC FEMALE SERVICE | 5 | 125.11 | 625.55 | 714.3781 | C2C11105
15 | RED / GREEN / YELLOW / AMBER | 4 | 183 | 732 | 835.944 | C2410101
16 | SIC FEMALE-TQ3 FRAME | 3 | 138.14 | 414.42 | 473.2676 | C2C11102
17 | RISHAB DIGITAL ENERGY METER : EM1320 RS485 | 1 | 8032.5 | 8032.5 | 9173.115 | C211C102
18 | HC NEUTRAL LINK (63A) | 1 | 84.96 | 84.96 | 97.0243 | C1780101
19 | ELMEX: CST 6 | 8 | 26.53 | 212.24 | 242.3781 | C2C30114
20 | MCT_MAKE MAKE METERING CT, 80A/1A, 10VA, CLASS 1 | 3 | 7053 | 21159 | 24163.578
21 | PROK DV EL RELAY, AUX SUPP:85-275V AC/DC | 1 | 10696.05 | 10696.05 | 12214.8891 | N
| Feeder Code : E-7-O |  | Total : | 79030.73 | 90253.0937 | 0 | 0
1 | SWF WITH AUX FORM IV - 600 MM | 1 | 14332.95 | 14332.95 | 16368.2289 | Q3010132
2 | 1.5 SQMM WIRE FOR SWF | 1 | 541.65 | 541.65 | 618.5643 | Q3530110
3 | LINKS FN250/400A AL TPN 50%N | 1 | 2469.63 | 2469.63 | 2820.3175 | Q3120104
4 | ACC dsine DZ6 Extended ROH | 1 | 2032.53 | 2032.53 | 2321.1493 | C1440311
5 | ACC dsine DZ6/7 Aux/TAC 1 C/o | 1 | 500.16 | 500.16 | 571.1827 | C1440302
6 | DZ6-400 (250A) 80KA 3P MCCB WITH iTrip3 RELEASE | 1 | 22500 | 22500 | 25695
7 | DZ SHUNT RELEASE SLOT 1 : 110V DC | 1 | 1500 | 1500 | 1713
8 | DZ EXTERNAL NEUTRAL CT | 1 | 3000 | 3000 | 3426 |  | APPROX
9 | 250A I/C TPN FOR FORM IV | 1 | 4361.93 | 4361.93 | 4981.3241 | C2D41031
10 | PRECISE, CL1, 10VA, 201-250/1A | 3 | 1521 | 4563 | 5210.946 | C2010406
11 | 2A CONTROL FUSE | 5 | 103.2 | 516 | 589.272 | C1130101
12 | HC 63 FUSE BASE SP | 5 | 205.26 | 1026.3 | 1172.0346 | C1100101
13 | HC NEUTRAL LINK (63A) | 1 | 84.96 | 84.96 | 97.0243 | C1780101
14 | RISHAB DIGITAL ENERGY METER : EM1320 RS485 | 1 | 8032.5 | 8032.5 | 9173.115 | C211C102
15 | 3TH30 DC MAIN CONTACTOR | 2 | 1626 | 3252 | 3713.784 | C2A30001
16 | SIC MALE | 8 | 233.73 | 1869.84 | 2135.3573 | C2C11101
17 | SIC FEMALE SERVICE | 5 | 125.11 | 625.55 | 714.3781 | C2C11105
18 | RED / GREEN / YELLOW / AMBER | 3 | 183 | 549 | 626.958 | C2410101
19 | 250A O/G TP FOR FORM IV | 1 | 6646.07 | 6646.07 | 7589.8119 | C2D41030
20 | SIC FEMALE-TQ3 FRAME | 3 | 138.14 | 414.42 | 473.2676 | C2C11102
21 | ELMEX: CST 6 | 8 | 26.53 | 212.24 | 242.3781 | C2C30114
| Feeder Code : E-803-O |  | Total : | 74784.058 | 85403.3942 | 0 | 0
1 | OUTGOING FDR - 400MM FULL - FORM_SEPARATION_T | 1 | 11544.9007 | 11544.9007 | 13184.2766 | Q3010130
2 | 1.5 SQMM WIRE FOR SWF | 1 | 541.65 | 541.65 | 618.5643 | Q3530110
3 | POWER WIRING COST FOR OUTGOING FDR - 63 A - TPN FEEDER 50%N | 1 | 2544.2073 | 2544.2073 | 2905.4848 | Q3110104
4 | ACC dsine DZ2 Extended ROH | 1 | 1740 | 1740 | 1987.08 | C1440310
5 | ACC dsine DZ1/2/3/4 Aux/TAC 1 C/o | 1 | 497.28 | 497.28 | 567.8938 | C1440301
6 | MCCB dsine DZ2-160H 100A 3P 80KA iTrip1 | 1 | 11287.41 | 11287.41 | 12890.2222 | C1440078
7 | DZ SHUNT RELEASE SLOT 1 : 110V DC | 1 | 1500 | 1500 | 1713
8 | 125A TPN I/C | 1 | 1386.64 | 1386.64 | 1583.5429 | C2D10103
9 | 125A TPN O/G | 1 | 1968.52 | 1968.52 | 2248.0498 | C2D10104
10 | 2A CONTROL FUSE | 8 | 103.2 | 825.6 | 942.8352 | C1130101
11 | HC 63 FUSE BASE SP | 8 | 205.26 | 1642.08 | 1875.2554 | C1100101
12 | 3TH30 DC MAIN CONTACTOR | 4 | 1626 | 6504 | 7427.568 | C2A30001
13 | SIC MALE | 8 | 233.73 | 1869.84 | 2135.3573 | C2C11101
14 | SIC FEMALE SERVICE | 5 | 125.11 | 625.55 | 714.3781 | C2C11105
15 | RED / GREEN / YELLOW / AMBER | 5 | 183 | 915 | 1044.93 | C2410101
16 | SIC FEMALE-TQ3 FRAME | 3 | 138.14 | 414.42 | 473.2676 | C2C11102
17 | HC NEUTRAL LINK (63A) | 2 | 84.96 | 169.92 | 194.0486 | C1780101
18 | MINILEC D2 VCT1,3PH,4WIRE,U/V-PH:285-425VAC/N:165-245VAC | 1 | 4394.25 | 4394.25 | 5018.2335 | N
19 | RISHAB DIGITAL ENERGY METER : EM1320 RS485 | 1 | 8032.5 | 8032.5 | 9173.115 | C211C102
20 | PRECISE, CL1, 10VA, 60/1A | 3 | 1824 | 5472 | 6249.024 | C2010402
21 | ELMEX: CST 6 | 8 | 26.53 | 212.24 | 242.3781 | C2C30114
22 | PROK DV EL RELAY, AUX SUPP:85-275V AC/DC | 1 | 10696.05 | 10696.05 | 12214.8891 | N
| Feeder Code : E-804-O |  | Total : | 83809.9911 | 95711.0098 | 0 | 0
1 | OUTGOING FDR - 400MM FULL - FORM_SEPARATION_T | 1 | 11544.9007 | 11544.9007 | 13184.2766 | Q3010130
2 | 1.5 SQMM WIRE FOR SWF | 1 | 541.65 | 541.65 | 618.5643 | Q3530110
3 | POWER WIRING COST FOR OUTGOING FDR - 100 A - TPN FEEDER 50%N | 1 | 5202.6404 | 5202.6404 | 5941.4153 | Q3110106
4 | ACC dsine DZ2 Extended ROH | 1 | 1740 | 1740 | 1987.08 | C1440310
5 | ACC dsine DZ1/2/3/4 Aux/TAC 1 C/o | 1 | 497.28 | 497.28 | 567.8938 | C1440301
6 | MCCB dsine DZ2-160H 100A 3P 80KA iTrip1 | 1 | 11287.41 | 11287.41 | 12890.2222 | C1440078
7 | DZ SHUNT RELEASE SLOT 1 : 110V DC | 1 | 1500 | 1500 | 1713
8 | 125A TPN I/C | 1 | 1386.64 | 1386.64 | 1583.5429 | C2D10103
9 | 125A TPN O/G | 1 | 1968.52 | 1968.52 | 2248.0498 | C2D10104
10 | 2A CONTROL FUSE | 8 | 103.2 | 825.6 | 942.8352 | C1130101
11 | HC 63 FUSE BASE SP | 8 | 205.26 | 1642.08 | 1875.2554 | C1100101
12 | 3TH30 DC MAIN CONTACTOR | 4 | 1626 | 6504 | 7427.568 | C2A30001
13 | SIC MALE | 8 | 233.73 | 1869.84 | 2135.3573 | C2C11101
14 | SIC FEMALE SERVICE | 5 | 125.11 | 625.55 | 714.3781 | C2C11105
15 | RED / GREEN / YELLOW / AMBER | 5 | 183 | 915 | 1044.93 | C2410101
16 | SIC FEMALE-TQ3 FRAME | 3 | 138.14 | 414.42 | 473.2676 | C2C11102
17 | HC NEUTRAL LINK (63A) | 2 | 84.96 | 169.92 | 194.0486 | C1780101
18 | MINILEC D2 VCT1,3PH,4WIRE,U/V-PH:285-425VAC/N:165-245VAC | 1 | 4394.25 | 4394.25 | 5018.2335 | N
19 | RISHAB DIGITAL ENERGY METER : EM1320 RS485 | 1 | 8032.5 | 8032.5 | 9173.115 | C211C102
20 | PRECISE, CL1, 10VA, 100-175/1A | 3 | 3946.5 | 11839.5 | 13520.709 | C2010404
21 | ELMEX: CST 6 | 8 | 26.53 | 212.24 | 242.3781 | C2C30114
22 | PROK DV EL RELAY, AUX SUPP:85-275V AC/DC | 1 | 10696.05 | 10696.05 | 12214.8891 | N
| Feeder Code : E-8-O |  | Total : | 81418.84 | 92980.3153 | 0 | 0
1 | SWF WITH AUX FORM IV - 600 MM | 1 | 14332.95 | 14332.95 | 16368.2289 | Q3010132
2 | 1.5 SQMM WIRE FOR SWF | 1 | 541.65 | 541.65 | 618.5643 | Q3530110
3 | LINKS FN250/400A AL TPN 50%N | 1 | 2469.63 | 2469.63 | 2820.3175 | Q3120104
4 | ACC dsine DZ6 Extended ROH | 1 | 2032.53 | 2032.53 | 2321.1493 | C1440311
5 | ACC dsine DZ6/7 Aux/TAC 1 C/o | 1 | 500.16 | 500.16 | 571.1827 | C1440302
6 | MCCB dsine DZ6-400L 400A 3P 80KA iTrip3 | 1 | 22771.14 | 22771.14 | 26004.6419 | C1440138
7 | DZ SHUNT RELEASE SLOT 1 : 110V DC | 1 | 1500 | 1500 | 1713
8 | DZ EXTERNAL NEUTRAL CT | 1 | 3000 | 3000 | 3426 |  | APPROX
9 | 500A I/C TPN FOR FORM IV | 1 | 4361.93 | 4361.93 | 4981.3241 | C2D41035
10 | PRECISE, CL1, 10VA, 300-400/1A | 3 | 1281 | 3843 | 4388.706 | C2010407
11 | 2A CONTROL FUSE | 5 | 103.2 | 516 | 589.272 | C1130101
12 | HC 63 FUSE BASE SP | 5 | 205.26 | 1026.3 | 1172.0346 | C1100101
13 | HC NEUTRAL LINK (63A) | 1 | 84.96 | 84.96 | 97.0243 | C1780101
14 | RISHAB DIGITAL ENERGY METER : EM1320 RS485 | 1 | 8032.5 | 8032.5 | 9173.115 | C211C102
15 | 3TH30 DC MAIN CONTACTOR | 2 | 1626 | 3252 | 3713.784 | C2A30001
16 | SIC MALE | 8 | 233.73 | 1869.84 | 2135.3573 | C2C11101
17 | SIC FEMALE SERVICE | 5 | 125.11 | 625.55 | 714.3781 | C2C11105
18 | RED / GREEN / YELLOW / AMBER | 3 | 183 | 549 | 626.958 | C2410101
19 | SIC FEMALE-TQ3 FRAME | 3 | 138.14 | 414.42 | 473.2676 | C2C11102
20 | 500A O/G TPN FOR FORM IV | 1 | 9483.04 | 9483.04 | 10829.6317 | C2D41036
21 | ELMEX: CST 6 | 8 | 26.53 | 212.24 | 242.3781 | C2C30114
| Feeder Code : E-9-O |  | Total : | 81507.703 | 93081.7968 | 0 | 0
1 | SWF WITH AUX FORM IV - 600 MM | 1 | 14332.95 | 14332.95 | 16368.2289 | Q3010132
2 | 1.5 SQMM WIRE FOR SWF | 1 | 541.65 | 541.65 | 618.5643 | Q3530110
3 | POWER WIRING COST FOR OUTGOING FDR - 315 A - TPN FEEDER 50%N | 1 | 2469.633 | 2469.633 | 2820.3209 | Q3120104
4 | ACC dsine DZ6 Extended ROH | 1 | 2032.53 | 2032.53 | 2321.1493 | C1440311
5 | ACC dsine DZ6/7 Aux/TAC 1 C/o | 1 | 500.16 | 500.16 | 571.1827 | C1440302
6 | MCCB dsine DZ6-400L 320A 3P 80KA iTrip3 | 1 | 22500 | 22500 | 25695 | C1440137
7 | DZ SHUNT RELEASE SLOT 1 : 110V DC | 1 | 1500 | 1500 | 1713
8 | DZ EXTERNAL NEUTRAL CT | 1 | 3000 | 3000 | 3426 |  | APPROX
9 | 500A I/C TPN FOR FORM IV | 1 | 4361.93 | 4361.93 | 4981.3241 | C2D41035
10 | MCT_MAKE MAKE METERING CT, 315A/1A, 10VA, CLASS 1 | 3 | 1401 | 4203 | 4799.826
11 | 2A CONTROL FUSE | 5 | 103.2 | 516 | 589.272 | C1130101
12 | HC 63 FUSE BASE SP | 5 | 205.26 | 1026.3 | 1172.0346 | C1100101
13 | HC NEUTRAL LINK (63A) | 1 | 84.96 | 84.96 | 97.0243 | C1780101
14 | RISHAB DIGITAL ENERGY METER : EM1320 RS485 | 1 | 8032.5 | 8032.5 | 9173.115 | C211C102
15 | 3TH30 DC MAIN CONTACTOR | 2 | 1626 | 3252 | 3713.784 | C2A30001
16 | SIC MALE | 8 | 233.73 | 1869.84 | 2135.3573 | C2C11101
17 | SIC FEMALE SERVICE | 5 | 125.11 | 625.55 | 714.3781 | C2C11105
18 | RED / GREEN / YELLOW / AMBER | 3 | 183 | 549 | 626.958 | C2410101
19 | SIC FEMALE-TQ3 FRAME | 3 | 138.14 | 414.42 | 473.2676 | C2C11102
20 | 500A O/G TPN FOR FORM IV | 1 | 9483.04 | 9483.04 | 10829.6317 | C2D41036
21 | ELMEX: CST 6 | 8 | 26.53 | 212.24 | 242.3781 | C2C30114
Electrical Systems & Equipments