## COST-CAT
CostCode | Description | SS | Al | Cu | HRS | Cat Micro | Cat Macro | WIRE | WIRE | WIRE | WIRE | WIRE | WIRE | WIRE | WIRE | WIRE
AB020001 | [5 empty] | ACB | ELECTRICAL
AB020002 | C POWER ELE D/O ACB 3P, 800 H |  |  |  |  | ACB | ELECTRICAL
AB020003 | C POWER ELE D/O ACB 3P, 1000 C |  |  |  |  | ACB | ELECTRICAL
AB020004 | C POWER ELE D/O ACB 3P, 1000 H |  |  |  | 181037.01 | ACB | ELECTRICAL
AB020005 | C POWER ELE D/O ACB 3P, 1250 C |  |  |  |  | ACB | ELECTRICAL
AB020006 | C POWER ELE D/O ACB 3P, 1250 H |  |  |  |  | ACB | ELECTRICAL
AB020007 | C POWER ELE D/O ACB 3P, 1600 C |  |  |  |  | ACB | ELECTRICAL
AB020008 | C POWER ELE D/O ACB 3P, 1600 H |  |  |  |  | ACB | ELECTRICAL
AB020009 | C POWER ELE D/O ACB 3P, 2000 C |  |  |  |  | ACB | ELECTRICAL
AB020010 | C POWER ELE D/O ACB 3P, 2000 H |  |  |  |  | ACB | ELECTRICAL
AB020011 | C POWER ELE D/O ACB 3P, 2500 C |  |  |  |  | ACB | ELECTRICAL
AB020014 | C POWER ELE D/O ACB 3P, 3200 H1 |  |  |  | 312677.88 | ACB | ELECTRICAL
AB020020 | C POWER ELE D/O ACB 4P, 800 C |  |  |  |  | ACB | ELECTRICAL
AB020022 | C POWER ELE D/O ACB 4P, 1000 C |  |  |  | 188082.43 | ACB | ELECTRICAL
AB020024 | C POWER ELE D/O ACB 4P, 1250 C |  |  |  |  | ACB | ELECTRICAL
AB020025 | C POWER ELE D/O ACB 4P, 1250 H |  |  |  | 223050 | ACB | ELECTRICAL
AB020028 | C POWER ELE D/O ACB 4P, 2000 C |  |  |  |  | ACB | ELECTRICAL
AB020030 | C POWER ELE D/O ACB 4P, 2500 C |  |  |  |  | ACB | ELECTRICAL
AB020034 | [5 empty] | ACB | ELECTRICAL
AB020038 | C POWER ELE D/O ACB 4P, 6300 C |  |  |  |  | ACB | ELECTRICAL
AB020039 | [5 empty] | ACB | ELECTRICAL
AB020041 | C POWER ELE D/O ACB 4P, 800 S1 |  |  |  |  | ACB | ELECTRICAL
AB020046 | C POWER ELE D/O ACB 4P, 4000 H2 |  |  |  |  | ACB | ELECTRICAL
AB020047 | [5 empty] | ACB | ELECTRICAL
AB050002 | RELEASE SR18G |  |  |  |  | ACB | ELECTRICAL
AB050014 | LOCAL RESET WITH COMMOM O/L+S/C IND |  |  |  |  | ACB | ELECTRICAL
AB060001 | SR21i / SR18 / SR18G, 3P, 800 C |  |  |  |  | ACB | ELECTRICAL
AB060002 | NEUTRAL CT:N-CT, 800A |  |  |  |  | ACB | ELECTRICAL
AB060003 | SR21i / SR18 / SR18G, 3P, 1000 C |  |  |  |  | ACB | ELECTRICAL
AB060004 | NEUTRAL CT:N-CT, 1000A |  |  |  |  | ACB | ELECTRICAL
AB060005 | SR21i / SR18 / SR18G, 3P, 1250 C/H |  |  |  |  | ACB | ELECTRICAL
AB060009 | SR18G CT 3PHASE |  |  |  | 14478.75 | ACB | ELECTRICAL
AB060028 | SR21i / SR18 / SR18G, N-CT, 1000 C/H |  |  |  |  | ACB | ELECTRICAL
AB060029 | SR21i / SR18 / SR18G, N-CT, 1250 C/H |  |  |  |  | ACB | ELECTRICAL
AB060071 | C-POWER ACB NEUTRAL CT NEUTRAL CT,0800 A,800A |  |  |  |  | ACB | ELECTRICAL
AB060072 | C-POWER ACB NEUTRAL CT NEUTRAL CT,2500 A,2500A |  |  |  |  | ACB | ELECTRICAL
AB070003 | U/V RELEASE FOR C POWER ACB |  |  |  |  | ACB | ELECTRICAL
AB070004 | LOCKABLE TRIP PB FOR C POWER ACB |  |  |  |  | ACB | ELECTRICAL
AB070005 | OPER COUNTER-800A |  |  |  |  | ACB | ELECTRICAL
AB070006 | OPER COUNTER-1600A |  |  |  |  | ACB | ELECTRICAL
AB070007 | OPER COUNTER-2500A |  |  |  |  | ACB | ELECTRICAL
AB070008 | MECH COUNTER 4P 2000-3200 C/H |  |  |  | 2190.3 | ACB | ELECTRICAL
AB070009 | OPER COUNTER-4000A |  |  |  |  | ACB | ELECTRICAL
AB640001 | OMEGA ELECTRICAL D/O ACB FR-I 3P 800 S |  |  |  |  | ACB | ELECTRICAL
AB640002 | OMEGA ELECTRICAL D/O ACB FR-I 3P 1000 S |  |  |  |  | ACB | ELECTRICAL
AB640006 | OMEGA ELECTRICAL D/O ACB FR-II 3P 2500-3200 S |  |  |  |  | ACB | ELECTRICAL
AB640014 | OMEGA ELECTRICAL D/O ACB FR-III 3P 4000 H |  |  |  |  | ACB | ELECTRICAL
AB640015 | OMEGA ELECTRICAL D/O ACB FR-III 3P 5000 H |  |  |  |  | ACB | ELECTRICAL
AB640021 | OMEGA ELECTRICAL D/O ACB FR-I 3P 800 N |  |  |  | 175203.69 | ACB | ELECTRICAL
AB640022 | OMEGA ELECTRICAL D/O ACB FR-I 3P 1000 N |  |  |  |  | ACB | ELECTRICAL
AB640024 | OMEGA ELECTRICAL D/O ACB FR-I 3P 1600 N |  |  |  |  | ACB | ELECTRICAL
AB640030 | OMEGA ELECTRICAL D/O ACB FR-II 4P 2000 S |  |  |  |  | ACB | ELECTRICAL
AB640031 | OMEGA ELECTRICAL D/O ACB FR-II 4P 2500-3200 S |  |  |  | 304537.62 | ACB | ELECTRICAL
AB640039 | OMEGA ELECTRICAL D/O ACB FR-III 4P 4000 H |  |  |  | 476344.11 | ACB | ELECTRICAL
AB640046 | OMEGA ELECTRICAL D/O ACB FR-I 4P 800 N |  |  |  |  | ACB | ELECTRICAL
AB640048 | OMEGA ELECTRICAL D/O ACB FR-I 4P 1250 N |  |  |  | 200262.96 | ACB | ELECTRICAL
AB640050 | OMEGA ELECTRICAL D/O ACB FR-I 4P 2000 S |  |  |  | 229126.5 | ACB | ELECTRICAL
AB640056 | OMEGA ELECTRICAL D/O ACB FR-I 4P 800 H |  |  |  | 242367.75 | ACB | ELECTRICAL
AB680007 | UW-MTX 1.0G |  |  |  | 18726 | ACB | ELECTRICAL
AB680008 | OMEGA CT FOR MATRIX RELEASE-0800 A,I,3 POLE,UW-MTX1.5G |  |  |  | 22942 | ACB | ELECTRICAL
AB690007 | OMEGA CT FOR MATRIX RELEASE-1600 A,I,3 POLE,UW-MTX1.5G |  |  |  |  | ACB | ELECTRICAL
AB690012 | OMEGA CT FOR MATRIX RELEASE-4000 A,III,3 POLE,UW-MTX1.5G |  |  |  |  | ACB | ELECTRICAL
AB690101 | OMEGA N-CT, 800A |  |  |  | 3944.25 | ACB | ELECTRICAL
AB690102 | OMEGA N-CT, 1000/1250/1600A |  |  |  |  | ACB | ELECTRICAL
AB690103 | OMEGA N-CT, 2000/2500/3200/4000A |  |  |  |  | ACB | ELECTRICAL
AB700001 | SHUNT RELEASE FOR OMEGA ACB |  |  |  |  | ACB | ELECTRICAL
AB700003 | U/V RELEASE FOR OMEGA ACB |  |  |  |  | ACB | ELECTRICAL
AB700005 | OPPER COUNTER-800A |  |  |  |  | ACB | ELECTRICAL
AB700006 | COMMON FAULT INDICATION MSW FOR OMEGA ACB |  |  |  | 649.5 | ACB | ELECTRICAL
AB700007 | READY TO CLOSE INDICATION MSW FOR OMEGA ACB |  |  |  | 1159.53 | ACB | ELECTRICAL
AB700008 | ELECT POSN INDICATION FOR OMEGA ACB |  |  |  | 295.38 | ACB | ELECTRICAL
AB700009 | 3RD MICRO SWITCH |  |  |  | 1756.5 | ACB | ELECTRICAL
AB700011 | OPERATION COUNTER FOR OMEGA ACB |  |  |  | 692.1 | ACB | ELECTRICAL
AB700012 | RONIS LOCK FOR OFF PUSH BUTTON |  |  |  | 1591.17 | ACB | ELECTRICAL
C1010102 | [5 empty] | FN | ELECTRICAL
C1010103 | [5 empty] | FN | ELECTRICAL
C1010104 | FN200 TPN SDF |  |  |  |  | FN | ELECTRICAL
C1010105 | [5 empty] | FN | ELECTRICAL
C1010106 | [5 empty] | FN | ELECTRICAL
C1010108 | FN160 TPN SDF |  |  |  |  | FN | ELECTRICAL
C1010110 | FN315 TPN SDF |  |  |  | 14975.9911 | Fuse | ELECTRICAL
C1010220 | FNX63 4P SDF |  |  |  |  | FN | ELECTRICAL
C1010221 | FNX100 4P SDF |  |  |  |  | FN | ELECTRICAL
C1010229 | FNX200 TPN SDF |  |  |  |  | FN | ELECTRICAL
C1020108 | FN100 TPN SD |  |  |  | 6143.91 | FN | ELECTRICAL
C1020111 | FN1000H SD |  |  |  | 44310.211 | FN | ELECTRICAL
C1030100 | 1 C/O AUX.CONTACT FOR FNX63 |  |  |  |  | FN | ELECTRICAL
C1030104 | [5 empty] | FN | ELECTRICAL
C1030105 | CASTELL I/L FOR FN100-250 |  |  |  |  | Castle Lock | ELECTRICAL
C1030107 | CASTELL LOCK : FN800 TYPE A |  |  |  |  | Castle Lock | ELECTRICAL
C1030110 | SWITCHED N KIT (FN100/125/160) |  |  |  | 3689.055 | FN | ELECTRICAL
C1030112 | SWITCHED N KIT (FN250-400) |  |  |  | 3333 | FN | ELECTRICAL
C1030223 | [5 empty] | FN | ELECTRICAL
C1030224 | SWFNX AUX CONTACT (FNX125 & ABOVE) |  |  |  |  | FN | ELECTRICAL
C1100101 | [5 empty] | FUSE | ELECTRICAL
C1100102 | HB100 FUSE BASE SP |  |  |  |  | FUSE | ELECTRICAL
C1100104 | HB 250 FUSE BASE |  |  |  | 1091.58 | Fuse | ELECTRICAL
C1130101 | [5 empty] | fuse | ELECTRICAL
C1130101X3FX | HF FUSE FOR FNX63 SWITCH (TRIPPLE POLE) : 2A |  |  |  |  | FUSE | ELECTRICAL
C1130102 | 4A CONTROL FUSE |  |  |  |  | FUSE | ELECTRICAL
C1130102X3FN | [5 empty] | Fuse | ELECTRICAL
C1130102X3FX | HF FUSE FOR FNX63 SWITCH (TRIPPLE POLE) : 4A |  |  |  |  | FUSE | ELECTRICAL
C1130103 | [5 empty] | fuse | ELECTRICAL
C1130103X3FN | HF FUSE FOR FN63 SWITCH (TRIPPLE POLE) : 6A |  |  |  |  | FUSE | ELECTRICAL
C1130103X3FX | HF FUSE FOR FNX63 SWITCH (TRIPPLE POLE) : 6A |  |  |  |  | FUSE | ELECTRICAL
C1130104 | 8A CONTROL FUSE |  |  |  | 104.91 | Fuse | ELECTRICAL
C1130104X3FN | HF FUSE FOR FN63 SWITCH (TRIPPLE POLE) : 8A |  |  |  |  | FUSE | ELECTRICAL
C1130104X3FX | HF FUSE FOR FNX63 SWITCH (TRIPPLE POLE) : 8A |  |  |  |  | FUSE | ELECTRICAL
C1130105 | 10A CONTROL FUSE |  |  |  |  | FUSE | ELECTRICAL
C1130105X3FN | HF FUSE FOR FN63 SWITCH (TRIPPLE POLE) : 10A |  |  |  |  | FUSE | ELECTRICAL
C1130105X3FX | HF FUSE FOR FNX63 SWITCH (TRIPPLE POLE) : 10A |  |  |  |  | FUSE | ELECTRICAL
C1130106 | [5 empty] | FUSE | ELECTRICAL
C1130106X3FN | [5 empty] | Fuse | ELECTRICAL
C1130106X3FX | HF FUSE FOR FNX63 SWITCH (TRIPPLE POLE) : 16A |  |  |  |  | FUSE | ELECTRICAL
C1130107 | 20A CONTROL FUSE |  |  |  | 105 | Fuse | ELECTRICAL
C1130107X3FN | [5 empty] | Fuse | ELECTRICAL
C1130107X3FX | HF FUSE FOR FNX63 SWITCH (TRIPPLE POLE) : 20A |  |  |  |  | FUSE | ELECTRICAL
C1130108 | [5 empty] | fuse | ELECTRICAL
C1130108X3FN | POWER FUSE-HF TYPE WITHOUT HC FUSE BASE,25A |  |  |  | 314.64 | Fuse | ELECTRICAL
C1130109 | 32A CONTROL FUSE |  |  |  |  | FUSE | ELECTRICAL
C1130109X3FN | [5 empty] | Fuse | ELECTRICAL
C1130109X3FX | HF FUSE FOR FNX63 SWITCH (TRIPPLE POLE) : 32A |  |  |  |  | FUSE | ELECTRICAL
C1130110 | 40A CONTROL FUSE |  |  |  | 108.24 | Fuse | ELECTRICAL
C1130110X3FN | [5 empty] | Fuse | ELECTRICAL
C1130110X3FX | HF FUSE FOR FNX63 SWITCH (TRIPPLE POLE) : 40A |  |  |  |  | FUSE | ELECTRICAL
C1130111 | 50A CONTROL FUSE |  |  |  |  | FUSE | ELECTRICAL
C1130111X3FN | HF FUSE FOR FN63 SWITCH (TRIPPLE POLE) : 50A |  |  |  |  | FUSE | ELECTRICAL
C1130112 | 63A CONTROL FUSE |  |  |  |  | Fuse | ELECTRICAL
C1130112X3FN | [5 empty] | Fuse | ELECTRICAL
C1130112X3FX | HF FUSE FOR FNX63 SWITCH (TRIPPLE POLE) : 63A |  |  |  |  | FUSE | ELECTRICAL
C1140101X3FN | [5 empty] | FUSE | ELECTRICAL
C1140102X3FN | [5 empty] | FUSE | ELECTRICAL
C1140103X3FN | [5 empty] | FUSE | ELECTRICAL
C1140104X3FN | [5 empty] | FUSE | ELECTRICAL
C1140106X3FN | FUSE FOR FN100/125/160 (SIZE 00) TRIPPLE POLE : 160A (FN160) |  |  |  |  | FUSE | ELECTRICAL
C1140107F3FX | FUSE FOR FNX100 (SIZE 000) TRIPPLE POLE : 63A |  |  |  |  | FUSE | ELECTRICAL
C1140108F3FX | FUSE FOR FNX100 (SIZE 000) TRIPPLE POLE : 80A |  |  |  |  | FUSE | ELECTRICAL
C1150103X3FN | FUSE FOR FN200 (SIZE 0) (TRIPPLE POLE) : 125A |  |  |  |  | FUSE | ELECTRICAL
C1150104X3FN | FUSE FOR FN200 (SIZE 0) (TRIPPLE POLE) : 160A |  |  |  | 1752.75 | FUSE | ELECTRICAL
C1150105X3FN | FUSE FOR FN200 (SIZE 0) (TRIPPLE POLE) : 200A |  |  |  |  | FUSE | ELECTRICAL
C1150105X3FX | FUSE FOR FNX200 (SIZE 0) (TRIPPLE POLE) : 200A |  |  |  |  | Fuse | ELECTRICAL
C1160101X3FN | [5 empty] | FUSE | ELECTRICAL
C1160102X3FN | [5 empty] | FUSE | ELECTRICAL
C1160103 | POWER FUSE-HN SIZE 1,315A |  |  |  | 672.27 | MNX | ELECTRICAL
C1160103X3FN | FUSE FOR FN250-800 (TRIPPLE POLE) : 200A (FN250) |  |  |  | 2017 | FN | ELECTRICAL
C1160104X3FN | [5 empty] | FUSE | ELECTRICAL
C1160105X3FN | [5 empty] | FUSE | ELECTRICAL
C1160108X3FN | [5 empty] | FUSE | ELECTRICAL
C1240112MNX | FRONT AUX.CONTACT FOR MNX CONTACTOR : 3NO+1NC (MNX9-80) |  |  |  |  | MNX | ELECTRICAL
C1240113 | [5 empty] | MNX | ELECTRICAL
C1240113MNX | [5 empty] | MNX | ELECTRICAL
C1240114MNX | FRONT AUX.CONTACT FOR MNX CONTACTOR : 1NO+3NC (MNX9-80) |  |  |  |  | MNX | ELECTRICAL
C1240117MNX | FRONT AUX.CONTACT FOR MNX CONTACTOR : 1NO+1NC (MNX9-80) |  |  |  |  | MNX | ELECTRICAL
C1240125 | [5 empty] | MNX | ELECTRICAL
C1240126 | ADD-ON AUX CONTACT RHS:1NO+1NC(2ND RIGHT) |  |  |  | 295 | MNX | ELECTRICAL
C1240129MNX | [5 empty] | MNX | ELECTRICAL
C1240130MNX | [5 empty] | MNX | ELECTRICAL
C1240131MNX | [5 empty] | MNX | ELECTRICAL
C1240132MNX | [5 empty] | MNX | ELECTRICAL
C1240133 | ADD-ON AUX CONTACT LHS:1NO+1NC(2ND LEFT) |  |  |  |  | MNX | ELECTRICAL
C1240133MNX | ADD-ON AUX CONTACT LHS:1NO+1NC(2ND LEFT) |  |  |  | 351.96 | MNX | ELECTRICAL
C1240134 | ADD-ON AUX CONTACT RHS:1NO+1NC(2ND RIGHT) |  |  |  |  | MNX | ELECTRICAL
C1240134MNX | ADD-ON AUX CONTACT RHS:1NO+1NC(2ND RIGHT) |  |  |  | 348.81 | MNX | ELECTRICAL
C1250121 | MECH.INTERLOCK MNX 9 TO 40 |  |  |  |  | MNX | ELECTRICAL
C1250122 | [5 empty] | MNX | ELECTRICAL
C1250123 | MECH.INTERLOCK MNX 95 TO 140 |  |  |  | 4857.06 | MNX | ELECTRICAL
C1310101 | [5 empty] | OLR | ELECTRICAL
C1310102 | [5 empty] | OLR | ELECTRICAL
C1310103 | MN12 |  |  |  | 6427.36 | OLR | ELECTRICAL
C1310105 | MN12L (MULTI TURN) |  |  |  |  | OLR | ELECTRICAL
C1310111 | [5 empty] | OLR | ELECTRICAL
C1320103 | [5 empty] | MNX | ELECTRICAL
C1320104 | MNX 25 CONTACTOR |  |  |  |  | MNX | ELECTRICAL
C1320105 | [5 empty] | MNX | ELECTRICAL
C1320107 | MNX 40 CONTACTOR |  |  |  |  | MNX | ELECTRICAL
C1320108 | [5 empty] | MNX | ELECTRICAL
C1320109 | MNX 80 CONTACTOR |  |  |  |  | MNX | ELECTRICAL
C1320110 | MNX 95 (WITH 2NO+2NC AUX CONTACT) |  |  |  |  | MNX | ELECTRICAL
C1320111 | [5 empty] | MNX | ELECTRICAL
C1320112 | MNX 140 (WITH 2NO+2NC AUX CONTACT) |  |  |  |  | MNX | ELECTRICAL
C1320113 | [5 empty] | MNX | ELECTRICAL
C1320114 | [5 empty] | MNX | ELECTRICAL
C1320117 | [5 empty] | MNX | ELECTRICAL
C1320119 | MNX 50 CONTACTOR |  |  |  |  | MNX | ELECTRICAL
C1320120 | [5 empty] | MNX | ELECTRICAL
C1320121 | MNX 300 (WITH 2NO+2NC AUX CONTACT) |  |  |  |  | MNX | ELECTRICAL
C1320124 | [5 empty] | MNX | ELECTRICAL
C1320125 | MNX 22 CONTACTOR (WITH 1NO/1NC CONTACT) |  |  |  |  | MNX | ELECTRICAL
C1330001 | MO C8.5 CONTACTOR (NO) |  |  |  |  | MO | ELECTRICAL
C1330002 | MO C12.5 CONTACTOR (NO) |  |  |  |  | MO | ELECTRICAL
C1330005 | MO C25 CONTACTOR (NO) |  |  |  |  | MO | ELECTRICAL
C1330006 | MO C50 CONTACTOR (NO) |  |  |  |  | MO | ELECTRICAL
C1330015 | MO SIDE ADD ON BLOCK (1NO+1NC) FIRST RIGHT |  |  |  |  | MO | ELECTRICAL
C1330016 | MO SIDE ADD ON BLOCK (1NO+1NC) FIRST LEFT |  |  |  |  | MO | ELECTRICAL
C1340105 | MN0 (AC) |  |  |  |  | MN0 | ELECTRICAL
C1340111 | MX0 (DC) |  |  |  |  | MX0 | ELECTRICAL
C1340112 | MO 0 AC CONTACTOR |  |  |  |  | MO | ELECTRICAL
C1350105 | PER SET OF 2NOS ADDON (MX-0) |  |  |  |  | MX0 | ELECTRICAL
C1350106 | PER SET OF 4NOS ADDON (MX-0) |  |  |  |  | MX0 | ELECTRICAL
C1350107 | PER SET OF 2NOS ADDON (MN-0) |  |  |  | 352.95 | MN0 | ELECTRICAL
C1350108 | PER SET OF 4NOS ADDON (MN-0) |  |  |  |  | MN0 | ELECTRICAL
C1362135 | D-36kA DN3-400 400A 3P TM |  |  |  | 24239.37 | DN | ELECTRICAL
C1362241 | D-36kA DN0-100 40A 4P |  |  |  | 5890.29 | DN | ELECTRICAL
C1362252 | C-25kA DN0-100C 100A 3P WITH TM |  |  |  | 5316.24 | DN | ELECTRICAL
C1363122 | N-50kA DN2-250 63A 3P TM |  |  |  | 10953.48 | DN | ELECTRICAL
C1363124 | N-50kA DN2-250 100A 3P TM |  |  |  |  | DN | ELECTRICAL
C1363125 | N-50kA DN2-250 125A 3P TM |  |  |  |  | DN | ELECTRICAL
C1363127 | N-50kA DN2-250 200A 3P TM |  |  |  |  | DN | ELECTRICAL
C1363128 | N-50kA DN2-250 250A 3P TM |  |  |  | 11382.87 | DN | ELECTRICAL
C1363134 | N-50kA DN3-400 320A 3P TM |  |  |  |  | DN | ELECTRICAL
C1363135 | N-50kA DN3-400 400A 3P TM |  |  |  | 24239.49 | DN | ELECTRICAL
C1366033 | N-50kA DN2 250 200A 4P WITH TM 50'C |  |  |  |  | DN | ELECTRICAL
C1366039 | N-50kA DN3 400 320A 4P WITH TM 50'C |  |  |  |  | DN | ELECTRICAL
C1370038 | N-50kA DN2-250 40A 4P WITH MTX1.0 |  |  |  | 21393 | DN | ELECTRICAL
C1370039 | N-50kA DN2-250 63A 4P WITH MTX1.0 |  |  |  | 21516 | DN | ELECTRICAL
C1370040 | N-50kA DN2-250 100A 4P WITH MTX1.0 |  |  |  | 21563 | DN | ELECTRICAL
C1370041 | N-50kA DN2-250 160A 4P WITH MTX1.0 |  |  |  | 21619 | DN | ELECTRICAL
C1370042 | N-50kA DN2-250 250A 4P WITH MTX1.0 |  |  |  | 21695 | DN | ELECTRICAL
C1370089 | H-80kA DN2-250 63A 3P WITH MTX1.0 |  |  |  |  | DN | ELECTRICAL
C1370090 | H-80kA DN2-250 100A 3P WITH MTX1.0 |  |  |  |  | DN | ELECTRICAL
C1380005 | D-36kA DN2-250 250A 3P WITH MTX2.0 |  |  |  | 19459.8 | DN | ELECTRICAL
C1380011 | D-36kA DN2-250 160A 4P WITH MTX2.0 |  |  |  |  | DN | ELECTRICAL
C1380012 | D-36kA DN2-250 250A 4P WITH MTX2.0 |  |  |  |  | DN | ELECTRICAL
C1380013 | D-36kA DN3-400 400A 4P WITH MTX2.0 |  |  |  |  | DN | ELECTRICAL
C1380014 | D-36kA DN3-630 630A 4P WITH MTX2.0 |  |  |  |  | DN | ELECTRICAL
C1380015 | N-50kA DN2-250 40A 3P WITH MTX2.0 |  |  |  |  | DN | ELECTRICAL
C1380016 | N-50kA DN2-250 63A 3P WITH MTX2.0 |  |  |  |  | DN | ELECTRICAL
C1380017 | N-50kA DN2-250 100A 3P WITH MTX2.0 |  |  |  |  | DN | ELECTRICAL
C1380018 | N-50kA DN2-250 160A 3P WITH MTX2.0 |  |  |  |  | DN | ELECTRICAL
C1380019 | N-50kA DN2-250 250A 3P WITH MTX2.0 |  |  |  |  | DN | ELECTRICAL
C1380020 | N-50kA DN3-400 400A 3P WITH MTX2.0 |  |  |  |  | DN | ELECTRICAL
C1380021 | N-50kA DN3-630 630A 3P WITH MTX2.0 |  |  |  |  | DN | ELECTRICAL
C1380025 | N-50kA DN2-250 40A 4P WITH MTX2.0 |  |  |  |  | DN | ELECTRICAL
C1380026 | N-50kA DN2-250 63A 4P WITH MTX2.0 |  |  |  | 23231.01 | DN | ELECTRICAL
C1380027 | N-50kA DN2-250 100A 4P WITH MTX2.0 |  |  |  | 23325.33 | DN | ELECTRICAL
C1380028 | N-50kA DN2-250 160A 4P WITH MTX2.0 |  |  |  |  | DN | ELECTRICAL
C1380029 | N-50kA DN2-250 250A 4P WITH MTX2.0 |  |  |  |  | DN | ELECTRICAL
C1380030 | N-50kA DN3-400 400A 4P WITH MTX2.0 |  |  |  |  | DN | ELECTRICAL
C1380031 | N-50kA DN3-630 630A 4P WITH MTX2.0 |  |  |  |  | DN | ELECTRICAL
C1380035 | S-70kA DN2-250 40A 3P WITH MTX2.0 |  |  |  |  | DN | ELECTRICAL
C1380036 | S-70kA DN2-250 63A 3P WITH MTX2.0 |  |  |  |  | DN | ELECTRICAL
C1380038 | S-70kA DN2-250 160A 3P WITH MTX2.0 |  |  |  |  | DN | ELECTRICAL
C1380039 | S-70kA DN2-250 250A 3P WITH MTX2.0 |  |  |  |  | DN | ELECTRICAL
C1380040 | S-70kA DN3-400 400A 3P WITH MTX2.0 |  |  |  |  | DN | ELECTRICAL
C1380045 | S-70kA DN2-250 63A 4P WITH MTX2.0 |  |  |  |  | DN | ELECTRICAL
C1380047 | S-70kA DN2-250 160A 4P WITH MTX2.0 |  |  |  |  | DN | ELECTRICAL
C1380049 | S-70kA DN3-400 400A 4P WITH MTX2.0 |  |  |  |  | DN | ELECTRICAL
C1380053 | S-70kA DN3-630 630A 3P WITH MTX2.0 |  |  |  |  | DN | ELECTRICAL
C1380078 | H-80kA DN2-250 40A 4P WITH MTX2.0 |  |  |  | 23659.56 | DN | ELECTRICAL
C1380079 | H-80kA DN2-250 63A 4P WITH MTX2.0 |  |  |  | 23702.25 | DN | ELECTRICAL
C1380080 | H-80kA DN2-250 100A 4P WITH MTX2.0 |  |  |  | 23796.54 | DN | ELECTRICAL
C1380082 | H-80kA DN2-250 250A 4P WITH MTX2.0 |  |  |  | 23953.35 | DN | ELECTRICAL
C1394125 | N-50kA DN2-250M 125A 3P WITH Mag |  |  |  |  | DN | ELECTRICAL
C1394126 | N-50kA DN2-250M 160A 3P WITH Mag |  |  |  | 10802 | DN | ELECTRICAL
C1394127 | N-50kA DN2-250M 200A 3P WITH Mag |  |  |  |  | DN | ELECTRICAL
C1394128 | N-50kA DN2-250M 250A 3P WITH Mag |  |  |  |  | DN | ELECTRICAL
C1394134 | N-50kA DN3-400M 320A 3P WITH Mag |  |  |  |  | DN | ELECTRICAL
C1394135 | N-50kA DN3-400M 400A 3P WITH Mag |  |  |  |  | DN | ELECTRICAL
C1394136 | N-50kA DN3-630M 500A 3P WITH Mag |  |  |  |  | DN | ELECTRICAL
C1394138 | N-50kA DN0-100 32A 3P WITH Mag |  |  |  |  | DN | ELECTRICAL
C1394139 | N-50kA DN0-100 40A 3P WITH Mag |  |  |  |  | DN | ELECTRICAL
C1394140 | N-50kA DN0-100 50A 3P WITH Mag |  |  |  |  | DN | ELECTRICAL
C1394141 | N-50kA DN0-100 63A 3P WITH Mag |  |  |  |  | DN | ELECTRICAL
C1394142 | N-50kA DN0-100 80A 3P WITH Mag |  |  |  |  | DN | ELECTRICAL
C1394143 | N-50kA DN0-100 100A 3P WITH Mag |  |  |  |  | DN | ELECTRICAL
C1394154 | N-50kA DN1-160M 100A 3P WITH MAG |  |  |  |  | DN | ELECTRICAL
C1394155 | N-50kA DN1-160M 125A 3P WITH MAG |  |  |  |  | DN | ELECTRICAL
C1394156 | N-50kA DN1-160M 160A 3P WITH MAG |  |  |  |  | DN | ELECTRICAL
C1400105 | 1 C/O AUX. CONTACT FOR DSINE MCCB |  |  |  |  | DN | ELECTRICAL
C1400106 | 2 C/O AUX. CONTACT FOR DSINE MCCB |  |  |  |  | DN | ELECTRICAL
C1400110 | TAC+1 C/O AUX. CONTACT FOR DSINE MCCB |  |  |  |  | DN | ELECTRICAL
C1400112 | SHUNT RELEASE FOR DSINE MCCB |  |  |  |  | DN | ELECTRICAL
C1400116 | EXT N-CT FOR DN2-40A |  |  |  |  | DN | ELECTRICAL
C1400117 | EXT N-CT FOR DN2-63A |  |  |  |  | DN | ELECTRICAL
C1400118 | EXT N-CT FOR DN2-100A |  |  |  |  | DN | ELECTRICAL
C1400119 | EXT N-CT FOR DN2-160A |  |  |  |  | DN | ELECTRICAL
C1400120 | EXT N-CT FORDN2-250A |  |  |  |  | DN | ELECTRICAL
C1400121 | EXT N-CT FOR DN3-400A |  |  |  |  | DN | ELECTRICAL
C1400122 | EXT N-CT FOR DN3-630A |  |  |  |  | DN | ELECTRICAL
C1400127 | DN0 SHUNT RELEASE 240/415 VAC |  |  |  | 495.33 | DN | ELECTRICAL
C1400131 | DN0 Trip Alarm Contact 2C/O |  |  |  | 470.88 | DN | ELECTRICAL
C1400145 | SPREADER TERMINALS DN2 250 3P |  |  |  | 1533.66 | DN | ELECTRICAL
C1400147 | SPREADER TERMINALS DN3 400 3P |  |  |  | 1785.51 | DN | ELECTRICAL
C1400149 | SPREADER TERMINALS DN3 630 3P |  |  |  | 2331.51 | DN | ELECTRICAL
C1400154 | SPREADER TERMINALS DN4 1250 4P |  |  |  | 30963.03 | DN | ELECTRICAL
C1400155 | EXT NEUTRAL CT ADAPTOR KIT FOR DN2-250 |  |  |  |  | DN | ELECTRICAL
C1400156 | EXT NEUTRAL CT ADAPTOR KIT FOR DN3-400 |  |  |  |  | DN | ELECTRICAL
C1400157 | EXT NEUTRAL CT ADAPTOR KIT FOR DN3-630 |  |  |  |  | DN | ELECTRICAL
C1400164 | MTX3.0 MODBUS COMM MODULE |  |  |  | 27177.06 | DN | ELECTRICAL
C1410113 | MCCB DM16 1.6A 3P Mag |  |  |  | 6012.78 | DL/DM | ELECTRICAL
C1410114 | MCCB DM16 2.5A 3P Mag |  |  |  | 6022.59 | DL/DM | ELECTRICAL
C1410115 | MCCB DM16 4A 3P Mag |  |  |  | 6005.88 | DL/DM | ELECTRICAL
C1410117 | MCCB DM16 6.3A 3P Mag |  |  |  | 6248.82 | DL/DM | ELECTRICAL
C1410118 | MCCB DM16 7.5A 3P Mag |  |  |  |  | DL/DM | ELECTRICAL
C1410119 | MCCB DM16 10A 3P Mag |  |  |  | 6277.68 | DL/DM | ELECTRICAL
C1410120 | MCCB DM16 12A 3P Mag |  |  |  | 6260.49 | DL/DM | ELECTRICAL
C1410121 | MCCB DM16 16A 3P Mag |  |  |  | 6276.3 | DL/DM | ELECTRICAL
C1410123 | MCCB DM100 25A 3P Mag |  |  |  | 9883.32 | DL/DM | ELECTRICAL
C1410124 | MCCB DM100 35A 3P Mag |  |  |  | 9739.44 | DL/DM | ELECTRICAL
C1410125 | MCCB DM100 50A 3P Mag |  |  |  | 9856.77 | DL/DM | ELECTRICAL
C1410126 | MCCB DM100 70A 3P Mag |  |  |  | 9906.42 | DL/DM | ELECTRICAL
C1410128 | MCCB DM100 60A 3P Mag |  |  |  |  | DL/DM | ELECTRICAL
C1410129 | MCCB DM100 80A 3P Mag |  |  |  | 9852.69 | DL/DM | ELECTRICAL
C1430111 | MCCB DL100 16A 3P TM |  |  |  |  | DL/DM | ELECTRICAL
C1430113 | MCCB DL100 25A 3P TM |  |  |  |  | DL/DM | ELECTRICAL
C1430114 | MCCB DL100 3P 32A TM |  |  |  |  | DL/DM | ELECTRICAL
C1430115 | MCCB DL100 40A3P TM |  |  |  |  | DL/DM | ELECTRICAL
C1430117 | MCCB DL100 63A 3P TM |  |  |  |  | DL/DM | ELECTRICAL
C1430118 | DL100 MCCB,3 POLE,80-100A,50 KA |  |  |  |  | DL/DM | ELECTRICAL
C1430119 | DL100 MCCB,3 POLE,80-100A,50 KA |  |  |  |  | DL/DM | ELECTRICAL
C1450028 | N-50kA DN2 250 250A 3P WITH MTX3.0 |  |  |  | 36695.43 | DN | ELECTRICAL
C1450029 | N-50kA DN3 400 400A 3P WITH MTX3.0 |  |  |  | 49454.37 | DN | ELECTRICAL
C1450030 | N-50kA DN3 630 630A 3P WITH MTX3.0 |  |  |  | 50924.67 | DN | ELECTRICAL
C1450034 | N-50kA DN2 250 40A 4P WITH MTX3.0 |  |  |  |  | DN | ELECTRICAL
C1450035 | N-50kA DN2 250 63A 4P WITH MTX3.0 |  |  |  |  | DN | ELECTRICAL
C1450043 | N-50kA DN4 1250 1250A 4P WITH MTX3.0 |  |  |  | 109215.57 | DN | ELECTRICAL
C1450059 | S-70kA DN3 400 400A 4P WITH MTX3.0 |  |  |  |  | DN | ELECTRICAL
C1480101DM | AUX.CONTACT FOR DM 16 |  |  |  | 423.27 | DL/DM | ELECTRICAL
C1480101DMRH | RIGHT HAND AUX.CONTACT FOR DM 16 |  |  |  | 423.27 | DL/DM | ELECTRICAL
C1480102DL | AUX.CONTACT FOR DM/DH/DL 100 |  |  |  | 628.26 | DL/DM | ELECTRICAL
C1480102DLRH | RIGHT HAND AUX.CONTACT FOR DM/DH/DL 100 |  |  |  |  | DL/DM | ELECTRICAL
C1480102DM | AUX.CONTACT FOR DM/DH/DL 100 |  |  |  | 628.26 | DL/DM | ELECTRICAL
C1480102DMRH | RIGHT HAND AUX.CONTACT FOR DM/DH/DL 100 |  |  |  |  | DL/DM | ELECTRICAL
C1490101 | DM 16 |  |  |  | 667.53 | DL/DM | ELECTRICAL
C1490102DL | SHUNT RELEASE FOR DL 100 |  |  |  |  | DL/DM | ELECTRICAL
C1490102DM | SHUNT RELEASE FOR DM100 |  |  |  |  | DL/DM | ELECTRICAL
C1500101 | DM 16 |  |  |  | 527.34 | DL/DM | ELECTRICAL
C1500102DL | TRIP ALARM CONTACT FOR DM/DH/DL 100 |  |  |  | 628.11 | DL/DM | ELECTRICAL
C1500102DM | TRIP ALARM CONTACT FOR DM/DH/DL 100 |  |  |  | 628.11 | DL/DM | ELECTRICAL
C1680102 | MOG-H1, 0.16-0.25, 100KA |  |  |  |  | MOG | ELECTRICAL
C1680103 | MOG-H1, 0.25-0.4, 100KA |  |  |  |  | MOG | ELECTRICAL
C1680104 | MOG-H1, 0.4-0.63, 100KA |  |  |  |  | MOG | ELECTRICAL
C1680105 | MOG-H1, 0.63-1, 100KA |  |  |  |  | MOG | ELECTRICAL
C1680106 | MOG-H1, 1-1.6, 100KA |  |  |  |  | MOG | ELECTRICAL
C1680107 | MOG-H1, 1.6-2.5, 100KA |  |  |  |  | MOG | ELECTRICAL
C1680108 | MOG-H1, 2.5-4, 100KA |  |  |  |  | MOG | ELECTRICAL
C1680109 | MOG-H1, 4-6.3, 100KA |  |  |  |  | MOG | ELECTRICAL
C1680110 | MOG-H1, 6.3-10, 100KA |  |  |  |  | MOG | ELECTRICAL
C1680111 | MOG-H1, 9-13, 100KA |  |  |  |  | MOG | ELECTRICAL
C1680112 | MOG-H1, 11-16, 50KA |  |  |  |  | MOG | ELECTRICAL
C1680113 | MOG-H1, 14-20, 50KA |  |  |  |  | MOG | ELECTRICAL
C1680114 | MOG-H1, 19-25, 50KA |  |  |  |  | MOG | ELECTRICAL
C1680117 | MOG-H2, 28-40, 50KA |  |  |  |  | MOG | ELECTRICAL
C1680118 | MOG-H2, 35-50, 50KA |  |  |  |  | MOG | ELECTRICAL
C1680119 | MOG-H2, 45-63, 50KA |  |  |  |  | MOG | ELECTRICAL
C1680125 | MOG-H1M, 1-1.6, 100KA |  |  |  |  | MOG | ELECTRICAL
C1680126 | MOG-H1M, 1.6-2.5, 100KA |  |  |  | 3452 | MOG | ELECTRICAL
C1680127 | MOG-H1M, 2.5-4, 100KA |  |  |  | 3452.37 | MOG | ELECTRICAL
C1680128 | MOG-H1M, 4-6.3, 100KA |  |  |  | 3452 | MOG | ELECTRICAL
C1680129 | MOG-H1M, 6.3-10, 100KA |  |  |  | 3902.7 | MOG | ELECTRICAL
C1680131 | MOG-H1M, 11-16, 50KA |  |  |  | 4317 | MOG | ELECTRICAL
C1680132 | MOG-H1M, 14-20, 50KA |  |  |  | 4479.27 | MOG | ELECTRICAL
C1680134 | MOG-H1M, 24-32, 50KA |  |  |  | 6387.75 | MOG | ELECTRICAL
C1680136 | MOG-H2M, 28-40, 50KA |  |  |  | 8789 | MOG | ELECTRICAL
C1680137 | MOG-H2M, 35-50, 50KA |  |  |  | 10560 | MOG | ELECTRICAL
C1680138 | MOG-H2M, 45-63, 50KA |  |  |  |  | MOG | ELECTRICAL
C1690101 | AUXILIARY CONTACT LEFT SIDE MTG. 1NO + 1NC |  |  |  |  | MOG | ELECTRICAL
C1690102 | TRIP ALARM CONTACT FRONT MTG. 1NO |  |  |  |  | MOG | ELECTRICAL
C1690104 | SHORT CIRCUIT ALARM LEFT SIDE MTG. 1NO + 1NC |  |  |  | 617 | MOG | ELECTRICAL
C1690105 | SHUNT TRIP 110V, 50HZ |  |  |  |  | DN | ELECTRICAL
C1780101 | [5 empty] | FUSE | ELECTRICAL
C1780102 | SIEMENS N LINK (UPTO 200A) |  |  |  |  | NLK | ELECTRICAL
C1800101 | MNS1 |  |  |  | 1064.604 | MN0 | ELECTRICAL
C1800102 | [5 empty] | MNX | ELECTRICAL
C1800103 | SURGE SUPPRESSOR, MNX-S4 |  |  |  | 1453.83 | MNX | ELECTRICAL
C1800104 | [5 empty] | MNX | ELECTRICAL
C2010301 | PRECISE, CL1, 7.5VA, UPTO 40/1A |  |  |  |  | CT VT | ELECTRICAL
C2010302 | PRECISE, CL1, 7.5VA, 60/1A |  |  |  |  | CT VT | ELECTRICAL
C2010303 | PRECISE, CL1, 7.5VA, 75/1A |  |  |  |  | CT VT | ELECTRICAL
C2010304 | PRECISE, CL1, 7.5VA, 100-175/1A |  |  |  |  | CT VT | ELECTRICAL
C2010305 | PRECISE, CL1, 7.5VA, 200/1A |  |  |  | 1809.23 | CT VT | ELECTRICAL
C2010306 | PRECISE, CL1, 7.5VA, 201-250/1A |  |  |  | 1230 | CT VT | ELECTRICAL
C2010401 | PRECISE, CL1, 10VA, UPTO 40/1A |  |  |  | 1446 | CT VT | ELECTRICAL
C2010402 | PRECISE, CL1, 10VA, 60/1A |  |  |  | 1664.286 | CT VT | ELECTRICAL
C2010403 | PRECISE, CL1, 10VA, 75/1A |  |  |  | 1664.286 | CT VT | ELECTRICAL
C2010404 | PRECISE, CL1, 10VA, 100-175/1A |  |  |  | 4339.77 | CT VT | ELECTRICAL
C2010405 | PRECISE, CL1, 10VA, 200/1A |  |  |  | 2581.21 | CT VT | ELECTRICAL
C2010407 | PRECISE, CL1, 10VA, 300-400/1A |  |  |  |  | CT VT | ELECTRICAL
C2010409 | PRECISE, CL1, 10VA, 800/1A |  |  |  |  | CT VT | ELECTRICAL
C2010414 | PRECISE, EPOXY CL1, 10VA, 200/1A |  |  |  | 2724 | CT VT | ELECTRICAL
C2010415 | PRECISE, EPOXY CL1, 10VA, 201-250/1A |  |  |  |  | CT VT | ELECTRICAL
C2010416 | PRECISE, EPOXY CL1, 10VA, 300-400/1A |  |  |  |  | CT VT | ELECTRICAL
C2010418 | PRECISE, EPOXY CL1, 10VA, 800/1A |  |  |  |  | CT VT | ELECTRICAL
C2010501 | PRECISE, CL1, 15VA, UPTO 40/1A |  |  |  |  | CT VT | ELECTRICAL
C2010502 | PRECISE, CL1, 15VA, 60/1A |  |  |  |  | CT VT | ELECTRICAL
C2010503 | PRECISE, CL1, 15VA, 75/1A |  |  |  | 1684.05 | CT VT | ELECTRICAL
C2010504 | PRECISE, CL1, 15VA, 100-175/1A |  |  |  |  | CT VT | ELECTRICAL
C2010505 | PRECISE, CL1, 15VA, 200/1A |  |  |  |  | CT VT | ELECTRICAL
C2010506 | PRECISE, CL1, 15VA, 201-250/1A |  |  |  | 1385.99 | CT VT | ELECTRICAL
C2010507 | PRECISE, CL1, 15VA, 300-400/1A |  |  |  | 1207.15 | CT VT | ELECTRICAL
C2010508 | PRECISE, CL1, 15VA, 500-600/1A |  |  |  | 1419 | CT VT | ELECTRICAL
C2010509 | PRECISE, CL1, 15VA, 800/1A |  |  |  | 1070.04 | CT VT | ELECTRICAL
C2020205 | PRECISE, CL5P10, 5VA, 150-200/1A |  |  |  | 4366.59 | CT VT | ELECTRICAL
C2020301 | PRECISE, CL5P10, 7.5VA, UPTO 40/1A |  |  |  |  | CT VT | ELECTRICAL
C2020303 | PRECISE, CL5P10, 7.5VA, 75/1A |  |  |  |  | CT VT | ELECTRICAL
C2020304 | PRECISE, CL5P10, 7.5VA, 100-125/1A |  |  |  |  | CT VT | ELECTRICAL
C2020305 | PRECISE, CL5P10, 7.5VA, 150-200/1A |  |  |  |  | CT VT | ELECTRICAL
C2020306 | PRECISE, CL5P10, 7.5VA, 201-250/1A |  |  |  |  | CT VT | ELECTRICAL
C2020307 | PRECISE, CL5P10, 7.5VA,400/1A |  |  |  |  | CT VT | ELECTRICAL
C2020308 | PRECISE, CL5P10, 7.5VA, 800/1A |  |  |  |  | CT VT | ELECTRICAL
C2020404 | PRECISE, CL5P10, 10VA, 100-125/1A |  |  |  | 7853.92 | CT VT | ELECTRICAL
C2020405 | PRECISE, CL5P10, 10VA, 150-200/1A |  |  |  | 5028 | CT VT | ELECTRICAL
C2020407 | PRECISE, CL5P10, 10VA, 400/1A |  |  |  | 2533.52 | CT VT | ELECTRICAL
C2020408 | PRECISE, CL5P10, 10VA, 800/1A |  |  |  | 3749.61 | CT VT | ELECTRICAL
C2020503 | PRECISE, CL5P10, 15VA, 800/1A |  |  |  |  | CT VT | ELECTRICAL
C2020506 | PRECISE, EPOXY CL5P10, 15VA, 300/1A |  |  |  |  | CT VT | ELECTRICAL
C2020508 | PRECISE, EPOXY CL5P10, 15VA, 800/1A |  |  |  |  | CT VT | ELECTRICAL
C2030104 | [5 empty] | CT VT | ELECTRICAL
C2030105 | 1250-1600A, 15VA(1600A ACB)-PRECISE |  |  |  |  | CT VT | ELECTRICAL
C2030106 | 1600-2000A, 15VA (2000A ACB)-PRECISE |  |  |  | 2346 | CT VT | ELECTRICAL
C2030107 | 2000-2500A, 15VA (2500A ACB)-PRECISE |  |  |  |  | CT VT | ELECTRICAL
C2030108 | 2500-3000A, 15VA (3200/4000A ACB)-PRECISE |  |  |  |  | CT VT | ELECTRICAL
C2030109 | [5 empty] | CT VT | ELECTRICAL
C2030113 | 1000-1250A, 15VA (1250A ACB)-PRECISE,EPOXY |  |  |  |  | CT VT | ELECTRICAL
C2030114 | 1250-1600A, 15VA(1600A ACB)-PRECISE,EPOXY |  |  |  |  | CT VT | ELECTRICAL
C2030115 | 1600-2000A, 15VA (2000A ACB)-PRECISE,EPOXY |  |  |  |  | CT VT | ELECTRICAL
C2030118 | 3200-4000A, 15VA (3200/4000A ACB)-PRECISE,EPOXY |  |  |  |  | CT VT | ELECTRICAL
C2040104 | [5 empty] | CT VT | ELECTRICAL
C2040105 | 1250-1600A, 15VA (1600A ACB)-PRECISE |  |  |  |  | CT VT | ELECTRICAL
C2040106 | 1600-2000A, 15VA (2000A ACB)-PRECISE |  |  |  | 4740 | CT VT | ELECTRICAL
C2040107 | 2000-2500A, 15VA (2500A ACB)-PRECISE |  |  |  |  | CT VT | ELECTRICAL
C2040108 | 2500-3000A, 15VA (3200/4000A ACB)-PRECISE |  |  |  |  | CT VT | ELECTRICAL
C2040109 | [5 empty] | CT VT | ELECTRICAL
C2040113 | 1000-1250A, 15VA (1000A ACB)-PRECISE,EPOXY |  |  |  |  | CT VT | ELECTRICAL
C2040114 | 1250-1600A, 15VA (1600A ACB)-PRECISE,EPOXY |  |  |  |  | CT VT | ELECTRICAL
C2040118 | 3200-4000A, 15VA (3200/4000A ACB)-PRECISE,EPOXY |  |  |  |  | CT VT | ELECTRICAL
C2100101 | 72X72 SIZE (AE) |  |  |  | 604.5 | METER | ELECTRICAL
C2100102 | [5 empty] | METER | ELECTRICAL
C2100103 | 144X144 SIZE (AE) |  |  |  | 945.75 | METER | ELECTRICAL
C2100104 | 72X72 SIZE (RISHAB) |  |  |  |  | Meter | ELECTRICAL
C2100105 | 96X96 SIZE (RISHAB) |  |  |  |  | METER | ELECTRICAL
C2110101 | 72X72 SIZE (AE) |  |  |  |  | Meter | ELECTRICAL
C2110102 | 96X96 SIZE (AE) |  |  |  | 2145 | Meter | ELECTRICAL
C2120101 | [5 empty] | METER | ELECTRICAL
C2120102 | [5 empty] | Meter | ELECTRICAL
C2120103 | SUPPRESSED SCALE (RISHAB) |  |  |  |  | METER | ELECTRICAL
C2120104 | CLASS 1 (FOR RISHAB) |  |  |  |  | METER | ELECTRICAL
C2210101 | 72X72 SIZE (AE) |  |  |  |  | Meter | ELECTRICAL
C2210102 | [5 empty] | Meter | ELECTRICAL
C2210103 | 144X144 SIZE (AE) |  |  |  | 1150.5 | METER | ELECTRICAL
C2210105 | 96X96 SIZE (RISHAB) |  |  |  |  | METER | ELECTRICAL
C2280102 | ER300P TRIVECTOR METER MFM, |  |  |  |  | Meter | ELECTRICAL
C2410101 | [5 empty] | LED | ELECTRICAL
C2410102 | [5 empty] | LED | ELECTRICAL
C2420101 | RED, GREEN, AMBER |  |  |  |  | LED | ELECTRICAL
C2420102 | BLUE |  |  |  |  | LED | ELECTRICAL
C2420103 | MILKY WHITE |  |  |  |  | LED | ELECTRICAL
C2430101 | [5 empty] | pb | ELECTRICAL
C2430102 | [5 empty] | PB | ELECTRICAL
C2440101 | [5 empty] | PB | ELECTRICAL
C2440101&C2440102 | NO ELEMENT: 4 NO (HC61A2) |  |  |  |  | PB | ELECTRICAL
C2460101 | MODULE CONTROL TRAFO, 415/240V, 50VA |  |  |  |  | CT VT | ELECTRICAL
C2460105 | 75 VA RESIN CAST-PRECISE (SEC 110V ) |  |  |  | 2226.21 | CT VT | ELECTRICAL
C2460106 | 150 VA RESIN CAST-PRECISE (SEC 110V ) |  |  |  | 4655.72 | CT VT | ELECTRICAL
C2460107 | 300 VA RESIN CAST-PRECISE (SEC 110V/240V ) |  |  |  | 8792.81 | CT VT | ELECTRICAL
C2490118 | [5 empty] | CT VT | ELECTRICAL
C2510105 | VOLTAGE TRANSFORMER, #TRAFOMAKE# 415/R3 / 110/R3 V, 50 VA, CL 0.5/3P |  |  |  | 4442.802 | CT VT | ELECTRICAL
C2540101 | [5 empty] | SEL SW | ELECTRICAL
C2540102 | [5 empty] | SEL SW | ELECTRICAL
C2630101 | 6A 2P 30mA |  |  |  | 4183 | RCCB | ELECTRICAL
C2630105 | 16A 2P 30mA |  |  |  | 4182.6528 | MCB | ELECTRICAL
C2650101 | AUX.CONTACT (1NO+1NC) |  |  |  | 803.25 | MNX | ELECTRICAL
C2670101 | UPTO 4A-1P |  |  |  |  | MOG | ELECTRICAL
C2670102 | 6A TO 32A-1P |  |  |  |  | MOG | ELECTRICAL
C2670104 | UPTO 4A-1P+N |  |  |  | 1414.35 | MCB | ELECTRICAL
C2670105 | 6A TO 32A-1P+N |  |  |  | 1275.75 | MCB | ELECTRICAL
C2670107 | [5 empty] | MCB | ELECTRICAL
C2670108 | [5 empty] | MCB | ELECTRICAL
C2670110 | UPTO 4A-3P |  |  |  | 2154.6 | MCB | ELECTRICAL
C2670113 | [5 empty] | MCB | ELECTRICAL
C2680104 | JVS METERING TEST TERMINAL BLOCK |  |  |  |  | TTB | ELECTRICAL
C2700110 | MICON 175 ON DELAY |  |  |  |  | TIMER | ELECTRICAL
C2700112 | MICON 225 STAR-DELTA |  |  |  |  | TIMER | ELECTRICAL
C2700113 | MICON 225 MULTI-FUNCTION SINGLE BASE |  |  |  | 1739.4 | Timer | ELECTRICAL
C2700114 | [5 empty] | TIMER | ELECTRICAL
C2710101 | AID1 ON DELAY |  |  |  | 2171.4 | Timer | ELECTRICAL
C2710102 | AID1-X ON DELAY |  |  |  |  | TIMER | ELECTRICAL
C2710104 | BIDH-Q POWER OFF DELAY |  |  |  | 2700 | Timer | ELECTRICAL
C2730102 | GIC HM36 HOUR METER,90-264V |  |  |  |  | Timer | ELECTRICAL
C2730104 | FM/1 QUARTZ |  |  |  | 3907.8 | Timer | ELECTRICAL
C2750101 | INSTA CONTROL (THERMISTER PROTECTION) |  |  |  |  | Relay | ELECTRICAL
C2760102 | EXORA MCB 1P 16A "C" Curve 10kA |  |  |  | 211.41 | MCB | ELECTRICAL
C2760106 | EXORA MCB 2P 4A "C" Curve 10kA |  |  |  | 544 | MCB | ELECTRICAL
C2760107 | EXORA MCB 2P 6A "C" Curve 10kA |  |  |  |  | MCB | ELECTRICAL
C2760108 | [5 empty] | MCB | ELECTRICAL
C2760109 | EXORA MCB 2P 25A "C" Curve 10kA |  |  |  |  | MCB | ELECTRICAL
C2760112 | EXORA MCB 2P 63A "C" Curve 10kA |  |  |  |  | MCB | ELECTRICAL
C2760114 | EXORA MCB 3P 6A "C" Curve 10kA |  |  |  |  | MCB | ELECTRICAL
C2760117 | EXORA MCB 4P 6A "C" Curve 10kA |  |  |  |  | MCB | ELECTRICAL
C2760119 | EXORA MCB 4P 20A "C" Curve 10kA |  |  |  |  | MCB | ELECTRICAL
C2760124 | EXORA MCB 1P 2A "C" Curve 10kA |  |  |  | 262.02 | MCB | ELECTRICAL
C2760127 | EXORA MCB 1P 10A "C" Curve 10kA |  |  |  | 216.3 | MCB | ELECTRICAL
C2760128 | EXORA MCB 1P 20A "C" Curve 10kA |  |  |  | 218.64 | MCB | ELECTRICAL
C2760131 | EXORA MCB 2P 0.5/1A "C" Curve 10kA |  |  |  | 534.57 | MCB | ELECTRICAL
C2760132 | EXORA 2A |  |  |  |  | MCB | ELECTRICAL
C2760133 | EXORA MCB 2P 3A "C" Curve 10kA |  |  |  | 538.5 | MCB | ELECTRICAL
C2010512 | MCT_MAKE MAKE METERING CT, 75A/1A, 15VA, CLASS 1 |  |  |  |  | CT VT | ELECTRICAL
C2760135 | EXORAMCB 2P 20A "C" Curve 10kA |  |  |  | 438.18 | MCB | ELECTRICAL
C2760136 | EXORA MCB 2P 32A "C" Curve 10kA |  |  |  | 502.47 | MCB | ELECTRICAL
C2760138 | EXORA MCB 3P 2A "C" Curve 10kA |  |  |  | 793.08 | MCB | ELECTRICAL
C2760143 | EXORA MCB 3P 32A "C" Curve 10kA |  |  |  | 757.17 | MCB | ELECTRICAL
C2760147 | EXORA MCB 4P 0.5/1A "C" Curve 10kA |  |  |  | 1070.04 | MCB | ELECTRICAL
C2760148 | EXORA MCB 4P 2A "C" Curve 10kA |  |  |  |  | MCB | ELECTRICAL
C2760152 | EXORA MCB 4P 32A "C" Curve 10kA |  |  |  | 1005.78 | MCB | ELECTRICAL
C276A115 | EXORA MCB1 A,250V DC(6kA),DOUBLE POLE,NOT APPLICABLE |  |  |  | 530.64 | MCB | ELECTRICAL
C276A116 | EXORA 250V DC 2 A SP 6KA |  |  |  | 524.01 | MCB | ELECTRICAL
C276A118 | EXORA MCB4 A,250V DC(6kA),DOUBLE POLE,NOT APPLICABLE |  |  |  | 543.45 | MCB | ELECTRICAL
C276A119 | EXORA 250V DC 6 A SP 6KA |  |  |  | 442.83 | MCB | ELECTRICAL
C276A120 | EXORA MCB10 A,250V DC(6kA),DOUBLE POLE,NOT APPLICABLE |  |  |  | 436.08 | MCB | ELECTRICAL
C276A121 | EXORA 250V DC 16 A SP 6KA |  |  |  | 426.3 | MCB | ELECTRICAL
C276A123 | EXORA MCB25 A,250V DC(6kA),DOUBLE POLE,NOT APPLICABLE |  |  |  |  | MCB | ELECTRICAL
C276A124 | EXORA MCB32 A,250V DC(6kA),DOUBLE POLE,NOT APPLICABLE |  |  |  | 505.38 | MCB | ELECTRICAL
C276A128 | EXORA MCB0.5 A,250V DC(6kA),DOUBLE POLE,NOT APPLICABLE |  |  |  | 1592.37 | MCB | ELECTRICAL
C2770101 | AUX.CONTACT (1NO+1NC) |  |  |  |  | MCB A | ELECTRICAL
C2810101 | CURRENT (AC) |  |  |  |  | TRANSDUCER | ELECTRICAL
C2810102 | VOLTAGE (AC) |  |  |  |  | TRANSDUCER | ELECTRICAL
C2820101 | DUAL OUTPUTFOR TRANSDUCER |  |  |  |  | TRANSDUCER | ELECTRICAL
C2820103 | DC AUX. SUPPLY-220V |  |  |  |  | TRANSDUCER | ELECTRICAL
C2920101 | [5 empty] | SEL SW | ELECTRICAL
C2920102 | [5 empty] | SEL SW | ELECTRICAL
C2920103 | SALZER AC 16A 4P DOOR MTG |  |  |  |  | SEL SW | ELECTRICAL
C2920104 | [5 empty] | SEL SW | ELECTRICAL
C2920105 | [5 empty] | SEL SW | ELECTRICAL
C2920106 | [5 empty] | SEL SW | ELECTRICAL
C2920108 | 25A 4P,DOOR MTG. |  |  |  | 718.21 | SEL SW | ELECTRICAL
C2920109 | 25A 6P,DOOR MTG. |  |  |  | 921.5765 | SEL SW | ELECTRICAL
C2920110 | [5 empty] | SEL SW | ELECTRICAL
C2920122 | 2 WAY NON LOCKABLE TNCSALZER |  |  |  |  | SEL SW | ELECTRICAL
C2920123 | 4 WAY NON LOCKABLE TNC SALZER |  |  |  | 1725 | SEL SW | ELECTRICAL
C2A30001 | [5 empty] | 3TH | ELECTRICAL
C2A30002 | [5 empty] | 3TH | ELECTRICAL
C2A31001 | [5 empty] | 3TH | ELECTRICAL
C2B30101 | [5 empty] | OEN | ELECTRICAL
C2B30104 | 4R-3-24 (DC) WITH BASE |  |  |  |  | OEN | ELECTRICAL
C2B60101 | [5 empty] | ELR | ELECTRICAL
C2B60102 | ELR WITH 65MM ID CBCT |  |  |  |  | OLR | ELECTRICAL
C2B60103 | [5 empty] | ELR | ELECTRICAL
C2B60104 | ELR WITH 150MM ID CBCT |  |  |  | 9114 | ELR | ELECTRICAL
C2C10101 | [5 empty] | SIC | ELECTRICAL
C2C10102 | [5 empty] | SIC | ELECTRICAL
C2C10103 | [5 empty] | SIC | ELECTRICAL
C2C20101 | [5 empty] | Terminal | ELECTRICAL
C2C20102 | [5 empty] | Terminal | ELECTRICAL
C2C20103 | CST 10 SQMM (SET OF 10 TERM) |  |  |  | 245.8 | TERMINAL | ELECTRICAL
C2C20104 | [5 empty] | Terminal | ELECTRICAL
C2C20105 | CATD-M4 (SET OF 10NOS TERM) |  |  |  |  | TERMINAL | ELECTRICAL
C2C20106 | [5 empty] | Terminal | ELECTRICAL
C2C60101 | WAGO,SCREWLESS 2.5SQMM |  |  |  |  | Terminal | ELECTRICAL
C2C60106 | SCREW TYPE,UK 2,5 N (3003347) |  |  |  | 160 | TERMINAL | ELECTRICAL
C2D10101 | 125A TP I/C |  |  |  |  | IC OG CONTACT | ELECTRICAL
C2D10102 | 125A TP O/G |  |  |  |  | IC OG CONTACT | ELECTRICAL
C2D10103 | 125A TPN I/C |  |  |  |  | IC OG CONTACT | ELECTRICAL
C2D10104 | 125A TPN O/G |  |  |  |  | IC OG CONTACT | ELECTRICAL
C2D10105 | 250A TP I/C |  |  |  |  | IC OG CONTACT | ELECTRICAL
C2D10106 | 250A TP O/G |  |  |  |  | IC OG CONTACT | ELECTRICAL
C2D10107 | 250A TPN I/C |  |  |  |  | IC OG CONTACT | ELECTRICAL
C2D10108 | 250A TPN O/G |  |  |  |  | IC OG CONTACT | ELECTRICAL
C2D10109 | 500A TP I/C |  |  |  |  | IC OG CONTACT | ELECTRICAL
C2D10110 | 500A TP O/G |  |  |  |  | IC OG CONTACT | ELECTRICAL
C2D10111 | 500A TPN I/C |  |  |  |  | IC OG CONTACT | ELECTRICAL
C2D10112 | 500A TPN O/G |  |  |  |  | IC OG CONTACT | ELECTRICAL
C2D20113 | [5 empty] | Terminal | ELECTRICAL
C2D30104 | [5 empty] | IC OG CONTACT | ELECTRICAL
C2D41021 | 125A I/C TP FOR FORM IV UPTO 200mm |  |  |  | 2939 | IC OG CONTACT | ELECTRICAL
C2D41022 | [5 empty] | IC OG CONTACT | ELECTRICAL
C2D41023 | 125A I/C TPN FOR FORM IV UPTO 200mm |  |  |  | 3940 | IC OG CONTACT | ELECTRICAL
C2D41024 | 125A O/G TPN FOR FORM IV UPTO 200mm |  |  |  | 651 | IC OG CONTACT | ELECTRICAL
C2D41025 | [5 empty] | IC OG CONTACT | ELECTRICAL
C2D41027 | [5 empty] | IC OG CONTACT | ELECTRICAL
C2D41029 | [5 empty] | IC OG CONTACT | ELECTRICAL
C2D41030 | [5 empty] | IC OG CONTACT | ELECTRICAL
C2D41031 | [5 empty] | IC OG CONTACT | ELECTRICAL
C2D41032 | [5 empty] | IC OG CONTACT | ELECTRICAL
C2D41035 | [5 empty] | IC OG CONTACT | ELECTRICAL
C2D41036 | [5 empty] | IC OG CONTACT | ELECTRICAL
C2D90109 | LIMIT SWITCH (KAYCEE) |  |  |  |  | SEL SW | ELECTRICAL
C2D90110 | [5 empty] | SP HTR | ELECTRICAL
C2D90111 | [5 empty] | SP HTR | ELECTRICAL
C2D90112 | [5 empty] | THERMOSTAT | ELECTRICAL
C2E10101 | [5 empty] | PLUG & SOCKET | ELECTRICAL
C2E20101 | [5 empty] | MCB | ELECTRICAL
CL270108 | 4:6X150/PH TPN AL COUPLING LINKS FOR LHS |  | 45.1 |  |  | LINK | LINKS
CL270110 | 6:6X150/PH TPN AL COUPLING LINKS FOR LHS |  | 67.6 |  | 44142 | Link | LINKS
CL320108 | 4:6X150/PH TPN AL COUPLING LINKS FOR RHS |  | 36 |  |  | LINK | LINKS
CL320110 | 6:6X150/PH TPN AL COUPLING LINKS FOR RHS |  | 54 |  | 35232 | Link | LINKS
F3010001 | TF3 PANEL STRUCTURE, 600mm WIDTH | 206.9 |  |  |  | MS | MS |  |  | 1
F3010002 | TF3 PANEL STRUCTURE, 800mm WIDTH | 237.7 |  |  |  | MS | MS |  |  | 1
F3010003 | TF3 PANEL STRUCTURE, 1050mm WIDTH | 381.3 |  |  |  | MS | MS |  |  | 1
F3010004 | TF3 PANEL STRUCTURE, 1350MMWIDTH | 494 |  |  |  | CT VT | ELECTRICAL
F3010005 | TF900 PANEL STRUCTURE, 600MMWIDTH | 164.7 |  |  |  | MS | MS
F3010006 | TF900 PANEL STRUCTURE, 800mm WIDTH | 221.8 | 0.6 |  | 133907 | MS | MS
F3020001 | TF3 PANEL STRUCTURE, 320mm WIDTH | 135.6 |  |  |  | MS | MS |  |  | 1
F3020003 | TF900 PANEL STRUCTURE, 320mm WIDTH | 120.2 |  |  | 58377 | MS | MS
F3020004 | 100MM COLLAR PNL | 23.4 |  |  | 6137 | MS | MS
F3110101 | GLAND PLATE | 12.1 |  |  | 3958 | MS | MS
F3110102 | GLAND PLATE FOR TF3-800 | 15.1 |  |  |  | MS | MS
F3110105 | GLAND PLATE 3MM | 19.9 |  |  |  | MS | MS |  |  | 1
F3110107 | GLAND PLATE, 2MM SS, AOC-800W | 4.084 |  |  | 1081.974 | MS | MS
F3110108 | GLAND PALTE FOR AOC | 5.099 |  |  | 1337 | MS | MS
F3110109 | GLAND PLATE, 3MM AL, AOC-800W |  | 1.9 |  |  | LINK | LINKS
F3110110 | GLAND PLATE TF3-320MM | 7.4 |  |  |  | MS | MS
F3110111 | GLAND PLATE TF-3-320 | 9.26 |  |  | 2428.805 | MS | MS
F3110114 | GLAND PALTE FOR TF3-600MM | 16.3 |  |  |  | MS | MS
F3110117 | GLAND PALTE FOR TF3-1050MM | 19.6 |  |  |  | MS | MS
F3110119 | GLAND PLATE, 2MM SS, AOC-1050W | 5.4 |  |  |  | MS | MS |  |  | 1
F3110121 | GLAND PLATE, 3MM AL, AOC-1050W |  | 2.5 |  |  | LINK | LINKS
F3120110 | AOC FOR 800W | 58.8 |  |  |  | MS | MS
F3120111 | AOC FOR 800W | 108.86 |  |  | 41520.2642 | MS | MS
F3120210 | AOC FOR 1050W | 64.6 |  |  |  | MS | MS |  |  | 1
F3120211 | 2: AOC FOR 1050W | 120.106 |  |  |  | MS | MS
F31A0102 | TQ3,TP (3PH3W),ALUMINIUM,1:6X100MM PER PH | 4 | 4.6 |  | 6810.625 | Link | LINKS
F31A0106 | BUSBAR-2:6X100MM AL TP 800W | 3.824 | 8.868 |  |  | Link | LINKS
F31B0102 | BUSBARS - TF900 - ALUMINIUM - 1:6X150MM PER PH800 MM | 3.824 | 13.302 |  | 13640.2113 | Link | LINKS
F31B0113 | BUSBAR-4:6X150MM AL TP 600W | 3.824 | 20.52 |  | 19099.8442 | Link | LINKS
F31B0114 | BUSBAR-4:6X150MM AL TP 800W |  |  |  | 23720.8932 | Link | LINKS
F31B0207 | BUSBARS - TF3 - ALUMINIUM - 9:6X150MM PER PH 800MM | 3.824 | 33.255 |  |  | Link | LINKS
F31B0262 | BUSBAR-4:6X150MM AL TP30W |  |  |  | 873.2409 | Link | LINKS
F31C0101 | BUSBAR-1:6X100MM AL TPN 50%N 600W | 3.824 | 4.56 |  |  | Link | LINKS
F31C0102 | BUSBAR-1:6X100MM AL TPN 50%N 800W | 4 | 6.1 |  | 7611 | Link | LINKS
F31C0104 | BUSBAR-1:6X100MM AL TPN 50%N 320W | 4 | 2.1 |  |  | Link | LINKS
F31C0106 | BUSBAR-1:6X100MM AL TPN 50%N 100W |  | 0.7 |  |  | Link | LINKS
F31C0108 | BUSBAR-2:6X100MM AL TPN 50%N 800W | 4 | 10.7 |  | 10576 | Link | LINKS
F31C0110 | BUSBAR-2:6X100MM AL TPN 50%N 320W | 4 | 3.7 |  | 4785 | Link | LINKS
F31C0112 | BUSBAR-2:6X100MM AL TPN 50%N 100W |  | 1.3 |  |  | LINK | LINKS
F31C0113 | BUSBAR-3:6X100MM AL TPN 50%N 600W |  |  |  |  | LINK | LINKS
F31C0114 | BUSBAR-3:6X100MM AL TPN 50%N 800W | 3.824 | 16.258 |  | 14529 | Link | LINKS
F31C0116 | BUSBAR-3:6X100MM AL TPN 50%N 320W |  |  |  |  | Link | LINKS
F31C0118 | BUSBAR-3:6X100MM AL TPN 50%N 100W |  |  |  |  | LINK | LINKS
F31C0138 | BUSBAR-2:6X100MM CU TPN 50%N 800W | 4 |  | 35.4 | 59843 | Link | LINKS
F31C0140 | BUSBAR-2:6X100MM CU TPN 50%N 320W | 4 |  | 12.2 | 21632 | Link | LINKS
F31C0156 | BUSBAR-1:6X100MM AL TPN 100%N 800W | 4 | 4.6 |  |  | Link | LINKS
F31C0158 | BUSBAR-1:6X100MM AL TPN 100%N 320W |  |  |  |  | Link | LINKS
F31C0162 | BUSBAR-2:6X100MM AL TPN 100%N 800W | 3.824 | 11.824 |  |  | LINK | LINKS
F31C0168 | BUSBAR-3:6X100MM AL TPN 100%N 800W | 3.824 | 17.736 |  |  | Link | LINKS
F31C0180 | BUSBAR-1:6X100MM CU TPN 100%N 800W | 11.74 |  |  | 35760.89 | Link | LINKS
F31C0202 | BUSBAR-3:6X100MM AL TPN 50%N 850W |  |  |  |  | LINK | LINKS
F31C0208 | BUSBAR-1:6X100MM AL TPN 100%N 850W | 3.824 | 6.385 |  |  | LINK | LINKS
F31C0212 | BUSBAR-1:6X100MM CU TPN 100%N 850W |  |  |  | 38317.69 | Link | LINKS
F31C0227 | BUSBAR-2:6X100MM AL TPN 50%N 100W 65KA | ? | ? | ? | 1398 | LINK | LINKS
F31C0325 | BUSBAR-1:6X100MM AL TPN 50%N 850W | 3.824 | 6.385 |  | 7927 | Link | LINKS
F31C0326 | BUSBAR-2:6X100MM AL TPN 50%N 850W |  |  |  |  | LINK | LINKS
F31C0327 | BUSBAR-3:6X100MM AL TPN 50%N 850W | 4 | 19.15 |  | 14794 | Link | LINKS
F31C0332 | BUSBAR-2:6X100MM AL TPN 50%N 30W |  | 0.5 |  | 300 | Link | LINKS
F31C0333 | BUSBAR-3:6X100MM AL TPN 50%N 30W | ? | ? | ? |  | Link | LINKS
F31C0346 | BUSBAR-6:6X100MM CU TPN 100%N 30W |  |  | 5.1 | 8026 | Link | LINKS
F31D0102 | BUSBAR-2:6X150MM AL TPN 50%N 800W | 4 | 16 |  | 14073.7904 | LINK | LINKS
F31D0108 | BUSBAR-3:6X150MM AL TPN 50%N 800W | 4 | 25.1 |  | 20025 | Link | LINKS
F31D0110 | BUSBAR-3:6X150MM AL TPN 50%N 320W | 4 | 8.6 |  | 8114 | Link | LINKS
F31D0112 | BUSBAR-3:6X150MM AL TPN 50%N 100W |  | 3 |  | 1985 | Link | LINKS
F31D0113 | BUSBAR-4:6X150MM AL TPN 50%N 600W | 4 | 23.9 |  | 19713 | Link | LINKS
F31D0114 | BUSBAR-4:6X150MM AL TPN 50%N 800W | 4 | 31.9 |  |  | LINK | LINKS
F31D0115 | BUSBAR-4:6X150MM AL TPN 50%N 1050W LOOSE SUPPLY | 0 | 41.9 | 0 |  | Link | LINKS
F31D0116 | BUSBAR-4:6X150MM AL TPN 50%N 320W | 4 | 10.9 |  | 9691 | Link | LINKS
F31D0118 | BUSBAR-4:6X150MM AL TPN 50%N 100W |  | 3.8 |  |  | LINK | LINKS
F31D0125 | BUSBAR-6:6X150MM AL TPN 50%N 600W | 4 | 35.9 |  |  | LINK | LINKS |  |  | 1
F31D0126 | BUSBAR-6:6X150MM AL TPN 50%N 800W | 4 | 47.9 |  |  | LINK | LINKS |  |  | 1
F31D0127 | BUSBAR-6:6X150MM AL TPN 50%N 1050W |  | 62.9 |  |  | LINK | LINKS |  |  | 1
F31D0128 | BUSBAR-6:6X150MM AL TPN 50%N 320W | 4 | 16.4 |  |  | LINK | LINKS |  |  | 1
F31D0130 | BUSBAR-6:6X150MM AL TPN 50%N 100W |  | 5.6 |  |  | LINK | LINKS |  |  | 1
F31D0242 | BUSBAR-6:6X150MM AL TPN 50%N 850W | ? | ? | ? | 37395.52 | Link | LINKS
F31D0260 | BUSBAR-4:6X150MM AL TPN 50%N 850W | 4 | 33.9 |  |  | LINK | LINKS
F31D0286 | BUSBAR-6:6X150MM AL TPN 50%N 800W 65KA | 3.824 | 46.557 |  |  | Link | LINKS
F31D0345 | BUSBAR-6:6X150MM AL TPN 100%N 600W 65KA | 3.824 | 53.208 |  | 36767 | Link | LINKS
F31D0346 | BUSBAR-6:6X150MM AL TPN 100%N 800W 65KA | 3.824 | 41.04 |  | 50988.74 | Link | LINKS
F31D0347 | BUSBAR-6:6X150MM AL TPN 100%N 1050W 65KA |  | 71.832 |  | 84056 | Link | LINKS
F31D0348 | BUSBAR-6:6X150MM AL TPN 100%N 320W 65KA | 3.824 | 18.72 |  | 20574 | Link | LINKS
F31D0350 | BUSBAR-6:6X150MM AL TPN 100%N 100W 65KA |  | 8 |  |  | Link | LINKS
F31D0406 | BUSBAR-3:6X150MM AL TPN 50%N 30W |  | 2.1 |  | 709 | Link | LINKS
F31D0407 | BUSBAR-4:6X150MM AL TPN 50%N 30W | 0 | 0 | 4 |  | LINK | LINKS
F31D0409 | BUSBAR-6:6X150MM AL TPN 50%N 30W |  | 2.3 |  |  | LINK | LINKS |  |  | 1
F31D0429 | BUSBAR-6:6X150MM AL TPN 50%N 30W 65KA |  | 2.016 |  |  | Link | LINKS
F31D0449 | BUSBAR-6:6X150MM AL TPN 50%N 130W |  |  |  |  | Link | LINKS
F3320101 | JOINT SHROUD-TF900,1:6X150MM PER PH,NON INTERLEAVED,TP+50%N (3PH4W) |  |  |  |  | PR | PR
F3320102 | [5 empty] | SHROUD | PR
F3320104 | BUSBAR AND DROPPER JOINT SHROUDS 6X150MM BUSBARS-TPN |  |  |  |  | PR | PR
F33A0101 | AUX BUS-2:4SQMM CU 800 W |  |  |  | 620.93 | PR | PR
F33A0103 | AUX BUS-4:4SQMM CU 800 W |  |  |  | 675 | PR | PR
F33A0105 | AUX BUS-6:4SQMM CU 800 W |  |  |  |  | PR | PR
F33A0107 | AUX BUS-8:4SQMM CU 800 W |  |  |  |  | PR | PR
F33A0109 | AUX BUS-10:4SQMM CU 800 W |  |  |  |  | PR | PR
F33A0110 | AUX BUS-11:4SQMM CU 800 W |  |  |  |  | PR | PR
F33A0111 | AUX BUS-2:3X6MM CU 800 W |  |  | 0.4 | 882 | Link | LINKS
F33A0113 | AUX BUS-4:3X6MM CU 800 W |  |  | 0.8 | 1199 | Link | LINKS
F33A0114 | AUX BUS-5:3X6MM CU 800 W |  |  | 1 | 1356.94 | LINK | LINKS
F33A0115 | AUX BUS-6:3X6MM CU 800 W |  |  | 1.2 | 1515 | Link | LINKS
F33A0117 | AUX BUS-8:3X6 SQMM CU 800 W |  |  | 1.6 |  | Link | LINKS
F33A0119 | AUX BUS-10:3X6MM CU 800 W |  |  | 1.9 | 2148 | Link | LINKS
F33A0120 | AUX BUS-11:3X6MM CU 800 W |  |  | 2.1 |  | LINK | LINKS |  |  | 1
F33A0121 | AUX BUS-2:5X25MM CU | 6.9 |  | 2.9 | 5486 | Link | LINKS
F33A0126 | AUX BUS-6:4SQMM CU 320 W |  |  |  | 631.89 | PR | PR
F33A0130 | AUX BUS-10:4SQMM CU 320 W |  |  |  |  | PR | PR
F33A0134 | AUX BUS-4:3X6MM CU 320 W |  |  | 0.5 | 834 | Link | LINKS
F33A0135 | AUX BUS-5:3X6MM CU 320 W |  |  | 0.7 | 900.1667 | Link | LINKS
F33A0136 | AUX BUS-6:3X6MM CU 320 W |  |  | 0.8 | 968 | Link | LINKS
F33A0138 | AUX BUS-8:3x6 SQMM CU 320 W |  |  | 1.1 |  | Link | LINKS
F33A0140 | AUX BUS-10:3X6MM CU 320 W |  |  | 0.384 |  | Link | LINKS
F33A0141 | AUX BUS-11:3X6MM CU 320 W |  |  | 1.5 | 1303.7573 | LINK | LINKS
F33A0142 | AUX BUS-2:5X25MM CU 320 W | 6.9 |  | 1.7 | 3621 | Link | LINKS
F33A0143 | AUX BUS-2:4SQMM CU 600 W |  |  |  |  | PR | PR
F33A0147 | AUX BUS-6:4SQMM CU 600 W |  |  |  | 689.39 | PR | PR
F33A0151 | AUX BUS-11:3x6 SQMM CU 600 W |  |  |  |  | Wire | WIRE
F33A0157 | AUX BUS-6:3X6MM CU 600 W |  |  |  |  | LINK | LINKS
F33A0159 | AUX BUS-8:3X6 SQMM CU 600 W |  |  | 0.6 |  | Link | LINKS
F33A0161 | AUX BUS-10:3X6MM CU 600 W |  |  | 0.7 | 1768 | Link | LINKS
F33A0162 | AUX BUS-11:3X6MM CU 600 W |  |  | 0.8 |  | LINK | LINKS |  |  | 1
F33A0168 | AUX BUS-6:4SQMM CU 1050 W |  |  |  | 781.81 | PR | PR
F33A0170 | AUX BUS-8:4SQMM CU 1050 W |  |  |  |  | PR | PR
F33A0172 | AUX BUS-10:4SQMM CU 1050 W |  |  |  |  | PR | PR
F33A0174 | AUX BUS-2:3X6MM CU 1050 W |  |  | 0.4 |  | LINK | LINKS
F33A0178 | AUX BUS-6:3X6MM CU 1050 W |  |  | 1.3 | 1799 | Link | LINKS
F33A0180 | AUX BUS-8:3x6 SQMM CU 1050 W |  |  | 1.8 |  | Link | LINKS
F33A0182 | AUX BUS-10:3X6MM CU 1050 W |  | 1.26 |  |  | Link | LINKS
F33A0183 | AUX BUS-11:3X6MM CU 1050 W |  |  | 2.5 |  | LINK | LINKS |  |  | 1
F33A0184 | AUX BUS-2:5X25MM CU 1050 W | 6.9 |  | 3.5 | 6466 | Link | LINKS
F33A0197 | AUX BUS-4:3X6MM CU 1350 W |  |  | 1 |  | Link | LINKS
F33A0207 | AUX BUS-2:4SQMM CU 850 W |  |  |  | 664.4 | PR | PR
F33A0211 | AUX BUS-6:4SQMM CU 850 W |  |  |  | 781.6 | PR | PR
F33A0217 | AUX BUS-2:3X6MM CU 850 W |  |  | 0.205 |  | LINK | LINKS
F33A0219 | AUX BUS-4:3X6MM CU 850 W |  |  | 0.411 | 1283 | Link | LINKS
F33A0221 | AUX BUS-6:3X6MM CU 850 W |  |  | 1.4 | 1621 | Link | LINKS
F341A102 | DROPPER- TF3, 2:6X100 AL/PH TP TIER-1 | 8.4 | 7 |  |  | Link | LINKS
F341A104 | DROPPER- TF3, 4:6X100 AL/PH TP TIER-1 | 8.4 | 14 |  |  | Link | LINKS
F341A107 | DROPPER- TF3, 1:6X100 AL/PH TP TIER-1 | 8.4 | 4.7 |  | 8982 | Link | LINKS
F341A108 | DROPPER- TF3, 2:6X100 AL/PH TPN TIER-1 | 8.4 | 8.2 |  |  | LINK | LINKS
F341A109 | DROPPER- TF3, 3:6X100 AL/PH TPN TIER-1 | 8.4 | 12.8 |  |  | LINK | LINKS
F341A110 | DROPPER- TF3, 4:6X100 AL/PH TPN TIER-1 | 8.4 | 16.3 |  |  | LINK | LINKS
F341A111 | DROPPER- TF3, 5:6X100 AL/PH TPN TIER-1 | 8.4 | 21 |  |  | LINK | LINKS
F341A112 | DROPPER- TF3, 6:6X100 AL/PH TPN TIER-1 | 8.4 | 24.5 |  |  | Link | LINKS
F341A114 | DROPPER- TF3, 2:6X100 AL/PH TPN 100%N TIER-1 | 8.4 | 9.3 |  |  | LINK | LINKS
F341A115 | DROPPER- TF3, 3:6X100 AL/PH TPN 100%N TIER-1 | 8.4 | 14 |  |  | Link | LINKS
F342A102 | DROPPER- TF3, 2:6X100 AL/PH TP TIER-2 | 8.4 | 13.2 |  | 14712.1557 | Link | LINKS
F342A108 | DROPPER- TF3, 2:6X100 AL/PH TPN TIER-2 | 8.4 | 15.4 |  |  | LINK | LINKS
F342A109 | DROPPER- TF3, 3:6X100 AL/PH TPN TIER-2 | 8.4 | 24.2 |  |  | Link | LINKS
F342A110 | DROPPER- TF3, 4:6X100 AL/PH TPN TIER-2 | 8.073 | 33.292 | 0 |  | Link | LINKS
F342A113 | DROPPER TIER-2 :1:6x100AL TPN | 8.4 | 8.8 |  | 11902 | Link | LINKS
F342A114 | DROPPER TIER-2 :2:6x100AL TPN | 8.4 | 17.6 |  |  | Link | LINKS
F342A115 | DROPPER- TF3, 3:6X100 AL/PH TPN 100%N TIER-2 | 8.4 | 14 |  |  | LINK | LINKS
F343A102 | DROPPER- TF3, 2:6X100 AL/PH TP TIER-3 | 8.4 | 18.3 |  | 17972.0277 | Link | LINKS
F343A107 | DROPPER- TF3, 1:6X100 AL/PH TP TIER-3 |  |  |  | 15537.8497 | Link | LINKS
F343A108 | DROPPER- TF3, 2:6X100 AL/PH TPN TIER-3 | 8.4 | 21.4 |  | 20405.8624 | Link | LINKS
F343A114 | DROPPER TIER-3 :2:6x100AL TPN | 8.4 | 24.4 |  | 22519 | Link | LINKS
F349A106 | DROPPER- TF3, 2:6X100 AL/PH TPN FN/MCCB TIER-1 | 8.4 | 9.9 |  |  | LINK | LINKS
F349A107 | DROPPER- TF3, 3:6X100 AL/PH TPN FN/MCCB TIER-1 | 8.4 | 15.5 |  |  | LINK | LINKS
F349A108 | DROPPER- TF3, 4:6X100 AL/PH TPN FN/MCCB TIER-1 | 8.4 | 19.7 |  |  | LINK | LINKS
F350A106 | DROPPER- TF3, 2:6X100 AL/PH TPN FN/MCCB TIER-2 | 8.073 | 10.78 |  |  | Link | LINKS
F351A106 | DROPPER- TF3, 2:6X100 AL/PH TPN FN/MCCB TIER-3 | 8.4 | 24 |  |  | LINK | LINKS |  |  | 1
F351A107 | DROPPER- TF3, 3:6X100 AL/PH TPN FN/MCCB TIER-3 | 8.4 | 37.7 |  |  | LINK | LINKS
F360A102 | DROPPER- TF900, 2:6X75 AL/TP TIER-1 |  |  |  | 11334.0649 | Link | LINKS
F360A104 | DROPPER- TF900, 1:6X100 AL/TPN TIER-1 | 8.4 | 4.7 |  | 8982.4044 | Link | LINKS
F360A105 | DROPPER- TF900, 2:6X100 AL/TPN TIER-1 | 8.4 | 8.2 |  | 11509 | Link | LINKS
F360A106 | DROPPER- TF900, 3:6X100 AL/TPN TIER-1 | 8.4 | 12.8 |  | 14878.7611 | Link | LINKS
F360A107 | DROPPER- TF900, 1:6X100 AL/PH TPN 100%N TIER-1 | 8.4 | 4.7 |  |  | Link | LINKS
F361A102 | DROPPER- TF900, 2:6X75 AL/TP TIER-2 |  |  |  | 16281.1743 | Link | LINKS
F361A104 | DROPPER- TF900, 1:6X100 AL/TPN TIER-2 | 8.073 | 9.512 |  | 13073.6377 | Link | LINKS
F361A105 | DROPPER- TF900, 2:6X100 AL/TPN TIER-2 | 8.4 | 15.4 |  | 16603 | Link | LINKS
F362A101 | DROPPER- TF900, 1:6X100 AL/TP TIER-3 | 8.4 | 9.2 |  | 11632 | Link | LINKS
F362A104 | DROPPER- TF900, 1:6X100 AL/TPN TIER-3 | 8.073 | 5.04 |  |  | LINK | LINKS
F3700101 | HORZ EBAR- TF, 6X50 AL, 800W |  | 0.88 |  |  | LINK | LINKS |  |  | 1
F3700102 | HORZ EBAR- TF, 6X50 CU, 800W |  | 0.1 | 2.4 |  | LINK | LINKS |  |  | 1
F3700103 | HORZ EBAR- TF, 6X50 CU TINNED, 800W |  | 0.1 | 2.4 | 3956 | Link | LINKS
F3700104 | HORZ EBAR- TF, 6X50 GI, 800W |  |  |  |  | PR | PR
F3700105 | HORZ EBAR- TF, 2:6X50 AL, 800W |  | 1.7 | 0.2 |  | LINK | LINKS
F3710101 | HORZ EBAR- TF, 6X50 AL, 1050W |  | 1.11 |  | 724.42 | Link | LINKS
F3710102 | HORZ EBAR- TF, 6X50 CU, 1050W |  | 0.1 | 3.1 |  | LINK | LINKS |  |  | 1
F3710103 | HORZ EBAR- TF, 6X50 CU TINNED, 1050W |  | 0.1 | 3.1 | 5114 | Link | LINKS
F3710105 | HORZ EBAR- TF, 2:6X50 AL, 1050W |  | 2.1 | 0.2 |  | LINK | LINKS
F3720101 | HORZ EBAR- TF, 6X50 AL, 600W | 0 | 0.695 | 0 | 453.53 | Link | LINKS
F3720102 | HORZ EBAR- TF, 6X50 CU, 600W |  | 0.1 | 1.8 |  | LINK | LINKS |  |  | 1
F3720103 | HORZ EBAR- TF, 6X50 CU TINNED, 600W |  | 0.1 | 1.8 | 3023 | Link | LINKS
F3720105 | HORZ EBAR- TF, 2:6X50 AL, 600W |  | 1.3 | 0.2 |  | LINK | LINKS
F3730101 | HORZ EBAR- TF, 6X50 AL, 320W |  | 0.4 |  | 284 | Link | LINKS
F3730102 | HORZ EBAR- TF, 6X50 CU, 320W |  | 0.1 | 1 |  | LINK | LINKS |  |  | 1
F3730103 | HORZ EBAR- TF, 6X50 CU TINNED, 320W |  | 0.1 | 1 | 1716 | Link | LINKS
F3730105 | HORZ EBAR- TF, 2:6X50 AL, 320W |  | 0.8 | 0.2 | 830 | Link | LINKS
F3740105 | HORZ EBAR- TF, 2:6X50 AL, 1350W |  | 2.8 | 0.2 |  | Link | LINKS
F3750101 | HORZ EBAR- TF, 6X50 AL, 850W | 0 | 0.941 | 0 | 614.68 | Link | LINKS
F3750105 | HORZ EBAR- TF, 2:6X50 AL, 850W |  | 1.8 | 0.2 |  | LINK | LINKS
F3750106 | HORZ EBAR : TQ3 -2:6X50MM - TINNED COPPER |  |  |  | 8713.5493 | Link | LINKS
F3760101 | HOODS- 600W/800W | 38.1 |  |  |  | MS | MS |  |  | 1
F3760102 | HOODS- 1050W | 43.5 |  |  |  | MS | MS |  |  | 1
F3760103 | HOODS- 320 W/380W | 12.9 |  |  | 5327 | MS | MS
F3760104 | HOODS - 1350W | 56.4 |  |  |  | MS | MS
F3A10101 | I/C DROPPER LINKS 800A,3P AL (2:6/50 AL) : Feeder rating = 800A | 10.7 | 6.4 |  |  | LINK | LINKS
F3A10103 | I/C DROPPER LINKS 1250A,3P AL (4:6/50 AL) : Feeder rating = 1250A | 10.7 | 11.9 |  | 12678 | Link | LINKS
F3A10104 | I/C DROPPER LINKS 1600A,3P AL (3:6/100 AL) | 12 | 15.9 |  | 15276 | Link | LINKS
F3A10105 | I/C DROPPER LINKS 2000A,3P AL (4:6/100 AL) : Feeder rating = 2000A | 11.6 | 23.3 |  | 20279 | Link | LINKS
F3A10106 | I/C DROPPER LINKS 800A,4P AL (2:6/50 AL) : Feeder rating = 800A | 11.8 | 12.6 |  | 13324 | Link | LINKS
F3A10109 | I/C DROPPER LINKS 1000A,3P AL (3:6/50 AL) TPN 50%N | 10.7 | 8.4 |  |  | LINK | LINKS
F3A10110 | I/C DROPPER LINKS 1000A,4P AL (3:6/50 AL) TPN 50%N | 21.2 | 22.7 |  |  | LINK | LINKS |  |  | 1
F3A20101 | I/C DIRECT LINKS 2500A,3P AL (6:6/100 AL) : Feeder rating = 2500A | 7.8 | 33.6 | 11.9 |  | LINK | LINKS
F3A20102 | I/C DIRECT LINKS 3000A,3P AL (6:6/150 AL) | 23.3 | 71.2 |  | 68087 | Link | LINKS
F3A20104 | I/C DIRECT LINKS 2500A,4P AL (6:6/100 AL) : Feeder rating = 2500A | 6.7 | 40.7 | 23.7 |  | LINK | LINKS |  |  | 1
F3A20107 | I/C DIRECT LINKS 800/1000A,4P AL (2:6/75 AL) | 10.7 | 8.3 |  |  | LINK | LINKS |  |  | 1
F3A20110 | I/C DIRECT LINKS 3200/3500A 3P AL (6:6/150 AL) : Feeder rating = 3200A | 22.5 | 61.7 | 23.1 | 117819 | Link | LINKS
F3A20112 | LINK_IC_TF : Feeder rating = 3500A | 22.5 | 72.1 | 28.1 |  | LINK | LINKS
F3A20113 | I/C DIRECT LINKS 4000A WITH 4000C 4P AL (6:6/150 CU) : Feeder rating = 4000A | 22.5 | 0 | 267.6 | 458775 | Link | LINKS
F3A20114 | I/C DIRECT LINKS 3000A,4P AL (6:6/150 AL) : Feeder rating = 3000A | 23.3 | 83.2 |  |  | LINK | LINKS |  |  | 1
F3A20115 | I/C DROPPER LINK-800QA | 10.3 | 7.2 |  |  | LINK | LINKS
F3A20117 | I/C DIRECT LINKS 1600A,3P AL (4:6/75 AL) : Feeder rating = 800A | 10.3 | 16.6 |  |  | LINK | LINKS
F3A20120 | I/C DIRECT LINKS 2000A,4P AL (4:6/100 AL) | 14.1 | 25.6 |  |  | LINK | LINKS |  |  | 1
F3A20122 | I/C DIRECT LINKS 4000A WITH 5000C 3P AL (10:6/100 AL) : Feeder rating = 4000A | 3.2 | 66.2 | 34.3 | 149792 | Link | LINKS
F3A30102 | I/C DIRECT LINKS 5000/6300A ACB,4P FOR TPN |  |  | 407.2 |  | Link | LINKS
F3A50101 | I/C DROPPER LINK-800A | 4.5 | 5.8 |  | 6647 | Link | LINKS
F3A50102 | I/C DRP LINKS TF9 1000A,3P AL | 4.722 | 6.852 |  | 8609.3258 | Link | LINKS
F3A50103 | I/C DRP LINKS TF9 1250A,3P AL : Feeder rating = 1000A | 4.5 | 11.2 |  | 11362 | Link | LINKS
F3A50104 | I/C DRP LINKS TF9 1600A,3P AL : Feeder rating = 1250A | 4.5 | 16.3 |  | 15008 | Link | LINKS
F3A50106 | I/C DRP LINKS TF9 800/1000A,4P AL : Feeder rating = 800A | 4.5 | 8 |  |  | LINK | LINKS
F3A60101 | I/C DIRECT LINK -800A | 8.8 | 7.5 |  | 9223 | Link | LINKS
F3A60102 | I/C DIRECT LINK-1000A | 8.8 | 7.5 |  |  | LINK | LINKS
F3A60103 | I/C DIRECT LINK 1250A,3P AL : Feeder rating = 1250A |  |  |  |  | LINK | LINKS
F3A60104 | INCOMING LINKS - 4X6X75 AL ALUMINIUM - 3 POLE - TPN FEEDER 50%N : Feeder rating = 1250A | ? | ? | ? | 14277 | LINK | LINKS
F3A60106 | I/C DIRECT LINK 800/1000A,4P AL | 8.8 | 8.5 |  | 10117.8312 | Link | LINKS
F3A60109 | I/C DIRECT LINK 1250A,4P AL | 8.8 | 13.2 |  | 13330.9132 | Link | LINKS
F3A60110 | INCOMING DIRECT LINKS - 4X6X150 AL ALUMINIUM - 3 POLE - TPN FEEDER 50%N : Feeder rating = 2500A | 8.8 | 18.6 |  |  | Link | LINKS
F3A60111 | I/C DIRECT LINK 2000A,4P AL : Feeder rating = 1600A | 8.8 | 22.5 |  |  | Link | LINKS
F3A6C103 | INCOMING LINKS - 2X6X75 CU ALUMINIUM - 3 POLE - TPN FEEDER 50%N : Feeder rating = 1250A | 8.8 |  | 24.7 | 43392 | Link | LINKS
F3B10101 | OG CABLE LINK 800A,3P AL (1:6/100 AL) : Feeder rating = 800A | 4.4 | 3.9 |  |  | LINK | LINKS
F3B10103 | OG CABLE LINK 1250A,3P AL (2:6/100 AL) : Feeder rating = 1250A | 4.4 | 7.7 |  | 7668 | Link | LINKS
F3B10104 | OG CABLE LINK 1600A,3P AL (2:6/150 AL) | 5.7 | 10.2 |  | 9564 | Link | LINKS
F3B10105 | OG CABLE LINK 2000A,3P AL (3:6/150 AL) : Feeder rating = 2000A | 5 | 15.4 | 10.1 | 26942 | Link | LINKS
F3B10106 | OG CABLE LINK 2500A,3P AL (4:6/150 AL) : Feeder rating = 2500A | 13.9 | 24.6 | 11.9 |  | LINK | LINKS
F3B10109 | OG CABLE LINK 800,4P AL (1:6/100 AL) : Feeder rating = 800A | 11.1 | 5.2 |  | 7571 | Link | LINKS
F3B10111 | OG CABLE LINK 2500A,4P AL (4:6/150 AL) : Feeder rating = 2500A | 5 | 38.9 | 23.7 |  | LINK | LINKS |  |  | 1
F3B10112 | OG CABLE LINK 3000A,4P AL (6:6/150 AL) | 9.2 | 64.2 | 38.1 |  | LINK | LINKS
F3B10113 | OG CABLE LINK 2000A,4P AL (3:6/150 AL) : Feeder rating = 2000A | 5 | 30.7 | 14.8 |  | LINK | LINKS |  |  | 1
F3B10115 | OG CABLE LINK 1000A,4P AL (2:6/75 AL) : Feeder rating = 1000A | 16.7 | 7.8 |  |  | LINK | LINKS |  |  | 1
F3B20103 | 2500A,3P AL (4:6/150 AL) : Feeder rating = 2500A | 19.6 | 64.4 | 11.9 |  | LINK | LINKS
F3B20104 | O/G CABLE/DUCT LINK TF 3000A,3P AL (6:6/150 AL) | 32.3 | 128.3 | 25.7 | 153428 | Link | LINKS
F3B20112 | OG CABLE/DUCT LINKS - 6X6X150 AL - COPPER 4 POLE : Feeder rating = 3000A | 38.7 | 140.8 | 34 |  | LINK | LINKS |  |  | 1
F3B20113 | 4000A WITH 4000C 4P AL (6:6/150 CU) : Feeder rating = 4000A | 38.7 | 76.9 | 283.8 | 468680 | Link | LINKS
F3B20114 | OG CABLE/DUCT LINKS - 6X6X150 AL - ALUMINIUM 4 POLE : Feeder rating = 3000A | 32.3 | 149.8 | 29.1 | 174443 | Link | LINKS
F3B20115 | 4000A WITH 5000C 3P AL (10:6/100 AL) : Feeder rating = 4000A | 42.9 | 118.1 | 41.2 | 198466 | Link | LINKS
F3B30101 | CABLE LINK 800A,3P AL | 1.7 | 2.1 |  | 3137.1531 | LINK | LINKS
F3B30102 | OG CABLE/DUCT LINKS - 1X6X100 AL 3 POLE : Feeder rating = 1000A | 1.636 | 2.032 |  | 3379.8724 | Link | LINKS
F3B30103 | B/C NEUTRAL LINK | 1.7 | 4.2 |  | 4633 | Link | LINKS
F3B30104 | 1600A,3P AL : Feeder rating = 1250A | 1.7 | 6.6 |  | 6081 | Link | LINKS
F3B30108 | 800/1000A,4P AL | 1.7 | 2.8 |  | 3685.4016 | Link | LINKS
F3B30110 | OG CABLE/DUCT LINKS - 2X6X150 AL - ALUMINIUM 4 POLE : Feeder rating = 1600A | 1.7 | 7.6 |  |  | Link | LINKS
F3B30112 | OG CABLE/DUCT LINKS - 4X6X150 AL - ALUMINIUM 3 POLE : Feeder rating = 2500A | 1.65 | 10.302 |  | 9864.975 | Link | LINKS
F3B30113 | 2000A,4P AL : Feeder rating = 2000A o/g | 1.7 | 11.8 |  | 10425 | Link | LINKS
F3B3C103 | 1250A,3P CU : Feeder rating = 1250A | 1.7 |  | 1.38 | 23621 | Link | LINKS
F3B3C112 | NEUTRAL CABLE/DUCT LINKS 2000A,3P AL (2:6/150 CU) TF900 : Feeder rating = 2000A | 1.7 |  | 21.8 | 36714.8466 | Link | LINKS
F3B40106 | O/G CABLE/DUCT LINK TF 5000/6300A ACB,4P(FOR AL BUSBAR) |  | 165 | 313.7 |  | Link | LINKS
F3B50101 | 800A,3P AL (1:6/100 AL) : Feeder rating = 800A | 1.7 | 2 |  |  | LINK | LINKS
F3B50102 | 1000A,3P AL (1:6/100 AL) | 1.608 | 1.984 |  | 2549.2849 | Link | LINKS
F3B50103 | 1250A,3P AL (2:6/100 AL) : Feeder rating = 1000A | 1.7 | 4 |  |  | LINK | LINKS
F3B50104 | 1600A,3P AL (2:6/150 AL) : Feeder rating = 1600A | 1.7 | 6 |  | 5031 | Link | LINKS
F3B50105 | 800A,4P AL (1:6/100 AL) : Feeder rating = 800A EXTRA PER AOC | 1.608 | 2.645 |  | 3314.8577 | Link | LINKS
F3B50106 | EXTRA LINK FOR AOC 1600A,4P AL (2:6/150 AL) | 1.7 | 6.9 |  | 5992.9167 | Link | LINKS
F3B50108 | 2500A,3P AL (4:6/150 AL) : Feeder rating = 2500A EXTRA PER AOC | 1.7 | 9.7 |  |  | Link | LINKS
F3B50109 | EXTRA FOR AOC - 6X6X150 CU COPPER - 4 POLE : Feeder rating = 4000A | 1.7 | 17.9 |  | 13301 | Link | LINKS
F3B50112 | EXTRA FOR AOC - 4X6X150 AL ALUMINIUM - 4 POLE : Feeder rating = 2500A | 1.7 | 13.9 |  | 10806.3533 | MS | MS
F3B50113 | 3000A,4P AL (6:6/150 AL) : Feeder rating = 3200A | 1.7 | 20.8 |  |  | LINK | LINKS
F3B50115 | CABLE LINK FOR AOC -800A | 1.7 | 2.6 |  | 2992 | Link | LINKS
F3B50117 | 1600A,3P AL (2:6/150 AL) TF900 : Feeder rating = 1250A | 1.7 | 6 |  | 5031 | Link | LINKS
F3B50118 | CABLE LINK FOR AOC-1600A | 1.7 | 6.9 |  | 5993 | Link | LINKS
F3B5C113 | EXTRA FOR AOC - 6X6X150 CU COPPER - 4 POLE : Feeder rating = 4000A |  |  |  |  | MS | MS
F3D10101 | LINK_NONACB_TFTQ | 6.2 | 5.6 |  |  | Link | LINKS
F3D10106 | 2500A,3P AL (6:6/100 AL) : Feeder rating = 2500A | 7.4 | 71 | 11.9 | 77337 | Link | LINKS
F3D10107 | B/C LINK 3000A,3P AL (6:6/150 AL) | 30.8 | 165 |  | 123930 | Link | LINKS
F3D10111 | 2500A,4P AL (6:6/100 AL) : Feeder rating = 2500A | 7.4 | 100.6 | 23.7 |  | LINK | LINKS
F3D10117 | LINK_BC_TF_A : Feeder rating = 3500A | 35.5 | 227 | 32 |  | LINK | LINKS
F3D10118 | 4000A WITH 4000C 4P AL (6:6/150 CU) : Feeder rating = 4000A | 35.5 | 88.2 | 250.7 | 494683 | Link | LINKS
F3D10119 | 1250A,4P AL (3:6/75 AL) | 7.3 | 16.7 |  | 14379.4258 | Link | LINKS
F3D10121 | LINK_BC_TF_A : Feeder rating = 3000A | 30.8 | 194.3 |  | 143367 | Link | LINKS
F3D10122 | 4000A WITH 5000C 3P AL (10:6/100 AL) : Feeder rating = 4000A | 19.1 | 160.8 | 34.3 | 217866 | Link | LINKS
F3D1C105 | B/C LINKS 2000A,3P CU (3:6/100 CU) | 7.2 |  | 68.5 | 110900.174 | Link | LINKS
F3D20101 | 800A,3P AL : Feeder rating = 800A | 10.7 | 7.2 |  |  | Link | LINKS
F3D20102 | 1000A,3P AL B/C LINK |  |  |  | 10079.0432 | Link | LINKS
F3D20103 | 1250A,3P AL : Feeder rating = 1000A | 10.7 | 12.5 |  | 12986 | Link | LINKS
F3D20106 | B/C LINK | 10.7 | 8.4 |  | 10165 | Link | LINKS
F3D20107 | LINK_BC_TF_A : Feeder rating = 1250A B/C LINK | 11.172 | 19.768 |  | 18128 | LINK | LINKS
F3D2C103 | 1250A,3P CU : Feeder rating = 1250A | 10.7 |  | 41.3 | 70546 | Link | LINKS
F3D30102 | 5000/6300A ACB,4P (FOR CU BUSBAR) | 1.9 |  | 1120.5 |  | Link | LINKS
F3E10101 | O/G CABLE N LINK TF3 800A,3P AL (1:6/100 AL) TPN 50%N : Feeder rating = 800A |  | 1.1 |  |  | LINK | LINKS
F3E10103 | O/G CABLE N LINK TF3 1250A,3P AL (2:6/100 AL) TPN 50%N : Feeder rating = 1250A |  | 1.1 |  | 1395 | Link | LINKS
F3E10104 | O/G CABLE N LINK TF3 1600A,3P AL (2:6/150 AL) TPN 50%N |  | 1.4 |  | 1581 | Link | LINKS
F3E10105 | O/G CABLE N LINK TF3 2000A,3P AL (3:6/150 AL) TPN 50%N : Feeder rating = 2000A |  | 2.4 |  | 2172 | Link | LINKS
F3E10106 | O/G CABLE N LINK TF3 2500A,3P AL (4:6/150 AL) TPN 50%N : Feeder rating = 2500A |  | 10 |  |  | LINK | LINKS
F3E10107 | O/G CABLE N LINK TF3 3000A,3P AL (6:6/150 AL) TPN 50%N |  | 13.9 |  | 9172 | Link | LINKS
F3E10109 | O/G CABLE N LINK TF3 800A,3P AL (1:6/100 AL) TPN 100%N : Feeder rating = 800A |  | 2 |  |  | LINK | LINKS
F3E10111 | O/G CABLE N LINK TF3 1250A,3P AL (2:6/100 AL) TPN 100%N : Feeder rating = 1250A |  | 2 |  |  | LINK | LINKS
F3E10112 | O/G CABLE N LINK TF3 1600A,3P AL (2:6/150 AL) TPN 100%N : Feeder rating = 1600A | 0 | 2.4 | 0 | 2847 | Link | LINKS
F3E10114 | O/G CABLE N LINK TF3 O/G CABLE N LINK TF3 2000A,3P A TPN 100%N |  | 17.9 |  |  | LINK | LINKS
F3E20101 | O/G CABLE N LINK TF9 800A,3P AL TPN 50%N | 0.4 | 1.8 |  | 2105.542 | Link | LINKS
F3E20102 | NEUTRAL CABLE/DUCT LINKS - 1X6X100 AL - ALUMINIUM 3 POLE - TPN FEEDER 50%N : Feeder rating = 1000A | 0.4 | 1.8 |  |  | LINK | LINKS
F3E20103 | O/G CABLE N LINK TF9 1250A,3P AL TPN 50%N : Feeder rating = 1250A |  |  |  |  | LINK | LINKS
F3E20104 | O/G CABLE N LINK TF9 1600A,3P AL TPN 50%N : Feeder rating = 1250A | 0.4 | 3.2 |  | 3065 | Link | LINKS
F3E20105 | NEUTRAL CABLE/DUCT LINKS - 2X6X150 AL - ALUMINIUM 3 POLE - TPN FEEDER 50%N : Feeder rating = 2500A | 0.4 | 5 |  |  | Link | LINKS
F3E20106 | O/G CABLE N LINK TF9 800A,3P AL TPN 100%N : Feeder rating = 800A | 0.824 | 3.374 |  |  | Link | LINKS
F3E2C103 | O/G CABLE N LINK TF9 1250A,3P CU TPN 50%N : Feeder rating = 1250A | 0.4 |  | 6.5 | 11335 | Link | LINKS
F3E2C106 | O/G CABLE N LINK TF3 800A,3P CU | 0.8 |  | 10.5 |  | LINK | LINKS
F3E30101 | O/G N DUCT LINK TF3 2500A,3P AL (4:6/150 AL) TPN 50%N : Feeder rating = 2500A | 0.3 | 12.3 |  |  | LINK | LINKS
F3E30102 | NEUTRAL CABLE/DUCT LINKS - 3X6X150 AL - ALUMINIUM 3 POLE - TPN FEEDER 50%N : Feeder rating = 3200A | 0.3 | 11.2 |  | 10733 | Link | LINKS
F3E30103 | NEUTRAL CABLE/DUCT LINKS - 3X6X150 CU - COPPER 4 POLE - TPN FEEDER 50%N : Feeder rating = 4000A | 0.264 | 11.284 |  | 11567.1403 | Link | LINKS
F3E30104 | O/G N DUCT LINK TF3 4000A WITH 5000C 3P AL (10:6/100 AL) TPN 50%N : Feeder rating = 4000A |  | 11.6 |  | 7746 | Link | LINKS
F3E3C103 | NEUTRAL CABLE/DUCT LINKS - 3X6X150 CU - COPPER 4 POLE - TPN FEEDER 50%N : Feeder rating = 4000A |  |  |  |  | Link | LINKS
F3F20102 | FN250/400 AL LINKS IN TF, TPN 50%N | 20.4 | 21.7 |  | 23056.2846 | LINK | LINKS
F3F20103 | POWER WIRING COST FOR 630A |  |  |  |  | Wire | WIRE
F3F2C103 | POWER WIRING COST FOR OUTGOING FDR - 630 A - TPN FEEDER 50%N |  |  |  |  | WIREP | WIRE
F3F80106 | VT FEEDER - #FDR_SIZE_T# #FDR_WIDTH# #FORM_SEPARATION_T# | 9.6 | 0.1 |  |  | MS | MS
F3G30101 | 300MM SIZE SS BARRIER 800W | 3.1 |  |  | 835 | MS | MS
F3G30102 | 450MM SIZE SS BARRIER 800W | 4.7 |  |  |  | MS | MS
F3G30103 | 600MM SIZE SS BARRIER 800W | 6.2 |  |  |  | MS | MS
F3G30104 | 750MM SIZE SS BARRIER 800W | 7.8 |  |  |  | MS | MS
F3G30106 | 450MM SIZE SS BARRIER 1050W | 9 |  |  |  | MS | MS
F3G30107 | 600MM SIZE SS BARRIER 1050W | 10 |  |  |  | MS | MS
F3G30115 | 600MM SIZE SS BARRIER 320W | 5 |  |  |  | MS | MS
F3G30117 | 300MM SIZE SS BARRIER 600W |  |  |  |  | MS | MS
F3G30118 | 450MM SIZE SS BARRIER 600W | 4.076 |  |  |  | MS | MS
F3G30119 | 600MM SIZE SS BARRIER 600W | 5.8 |  |  |  | MS | MS
F3G60101 | BUSBAR FISH PLATES 1:6X100MM AL-TP |  | 0.8 |  | 558.14 | Link | LINKS
F3G60102 | BUSBAR FISH PLATES 2:6X100MM AL-TP |  |  |  |  | Link | LINKS
F3G60113 | BUSBAR FISH PLATES 4:6X150MM AL-TP |  |  |  | 3798.072 | Link | LINKS
F3G80101 | BUSBAR FISH PLATES 1:6X100MM AL-TPN |  | 1.1 |  |  | Link | LINKS
F3G80102 | BUSBAR FISH PLATES 2:6X100MM AL-TPN |  | 2.2 |  | 1488 | Link | LINKS
F3G80103 | BUSBAR FISH PLATES 3:6X100MM AL-TPN |  | 3.42 |  | 2233 | Link | LINKS
F3G80107 | BUSBAR FISH PLATES 1:6X150MM AL-TPN |  |  |  | 1266.024 | Link | LINKS
F3G80108 | BUSBAR FISH PLATES 2:6X150MM AL-TPN |  | 3.3 |  | 2235.184 | LINK | LINKS
F3G80109 | BUSBAR FISH PLATES 3:6X150MM AL-TPN |  | 5 |  | 3353 | Link | LINKS
F3G80110 | BUSBAR FISH PLATES 4:6X150MM AL-TPN |  | 6.6 |  |  | LINK | LINKS
F3G80112 | BUSBAR FISH PLATES 6:6X150MM AL-TPN |  | 10 |  |  | LINK | LINKS |  |  | 1
F3G8C101 | BUSBAR FISH PLATES 1:6X100MM CU-TPN |  |  |  | 5827.5 | Link | LINKS
F3G8C102 | BUSBAR FISH PLATES 2:6X100MM CU-TPN |  |  | 7.4 |  | Link | LINKS
F3H10101 | FISH PLATE JOINT SHROUDS FOR 1PKT TP-6X100MM BUSBARS |  |  |  | 627.321 | PR | PR
F3H10102 | FISH PLATE JOINT SHROUDS FOR 1PKT TPN-6X100MM BUSBARS |  |  |  |  | PR | PR
F3H10107 | FISH PLATE JOINT SHROUDS FOR 1PKT TPN-6X150MM BUSBARS |  |  |  | 955.6082 | PR | PR
F3H10108 | FISH PLATE JOINT SHROUDS FOR 2PKT TP-6X150MM BUSBARS |  |  |  | 2103.7104 | PR | PR
F3H10109 | BUSBAR FISH PLATE JOINT SHROUD-INTERLEAVED (2 PKT) | 0 | 0 | 0 |  | PR | PR
F3H30104 | AUX BUS FISH PLATE-2:4SQMM CU | 0 | 0 | 0 | 12 | PR | PR
F3H30106 | AUX BUS FISH PLATE-4:4SQMM CU |  |  |  | 24 | PR | PR
F3H30108 | AUX BUS FISH PLATE-6:4SQMM CU |  |  |  | 35.93 | PR | PR
F3H30110 | AUX BUS FISH PLATE-8:4SQMM CU |  |  |  |  | PR | PR
F3H30112 | AUX BUS FISH PLATE-10:4SQMM CU |  |  |  |  | PR | PR
F3H30113 | AUX BUS FISH PLATE-11:4SQMM CU |  |  |  |  | PR | PR
F3H30114 | AUX BUS FISH PLATE-2:3X6MM CU |  |  | 0.2 |  | LINK | LINKS
F3H30116 | AUX BUS FISH PLATE-4:3X6MM CU |  |  | 0.4 | 620 | Link | LINKS
F3H30117 | AUX BUS FISH PLATE-5:3X6MM CU |  |  | 0.5 | 774.99 | LINK | LINKS
F3H30118 | AUX BUS FISH PLATE-6:3x6 SQMM CU |  |  | 0.6 | 929 | LINK | LINKS
F3H30120 | AUX BUS FISH PLATE-8:3x6 SQMM CU | 0 | 0 | 0.8 |  | Link | LINKS
F3H30122 | AUX BUS FISH PLATE-10:3X6MM CU |  |  | 1 | 1550 | Link | LINKS
F3H30123 | AUX BUS FISH PLATE-11:3X6MM CU |  |  | 1.1 |  | LINK | LINKS
F3H30124 | AUX BUS FISH PLATE-2:5X25MM CU |  |  | 0.9 | 1385 | Link | LINKS
F3H90101 | END COVERS LHS, TF3, 30MM | 58.7 |  |  |  | MS | MS |  |  | 1
F3H90102 | END COVERS LHS, TF900, 30MM | 30.8 |  |  | 10247 | MS | MS
F3H90103 | 70MM COLLAR + 30MM END COVER ON RHS FOR TF3 | 70.7 |  |  |  | MS | MS |  |  | 1
F3H90104 | TF1400 PANEL EC - RHS | 58.7 |  |  |  | MS | MS
F3H90105 | TF900 PANEL EC - RHS | 30.8 |  |  | 10247 | MS | MS
F3H90106 | 100MM COLLAR + 30MM END COVER ON LHS FOR TF3 | 92 |  |  |  | MS | MS
F31C0251 | BUSBAR-2:6X100MM CU TPN 50%N 100W 65KA |  |  | 4.133 | 7141.8018 | Link | LINKS
F3U10001 | INCOMING LINKS - 2X6X75 AL ALUMINIUM - 3 POLE - TPN FEEDER 50%N : Feeder rating = 800A | 13.8 | 11.1 |  | 12680 | LINK | LINKS
F3U10003 | I/C DIRECT LINK U POWER 1000A,3P AL (3:6/75AL) | 13.839 | 16.021 |  |  | Link | LINKS
F3U10007 | I/C DIRECT LINK U POWER 3000A,3P AL (6:6/150AL) |  |  |  |  | Link | LINKS
F3U10021 | INCOMING LINKS - 2X6X75 AL ALUMINIUM - 4 POLE - TPN FEEDER 50%N : Feeder rating = 800A | 11.866 | 7.925 |  |  | LINK | LINKS
F3U20001 | I/C DRP LINK U POWER 800A, 3P AL : Feeder rating = 800A | 11.866 | 7.925 |  | 10975.57 | Link | LINKS
F3U20003 | I/C DRP LINK U POWER 1250A, 3P AL : Feeder rating = 1000A | 11.866 | 14.769 |  |  | Link | LINKS
F3U30001 | OG CABLE/DUCT LINKS - 1X6X100 AL - ALUMINIUM 3 POLE : Feeder rating = 800A | 12.6 | 4.8 |  | 9405 | LINK | LINKS
F3U30003 | 1000A,3P AL (AL (2:6/100AL)) : Feeder rating = 1000A | 12.583 | 9.62 |  |  | Link | LINKS
F3U50001 | NEUTRAL CABLE/DUCT LINKS - 1X6X100 AL - ALUMINIUM 3 POLE - TPN FEEDER 50%N : Feeder rating = 800A | 0.2 | 2.4 |  | 2070 | LINK | LINKS
F3U50003 | O/G N LINK 800A,3P AL CABLE (1:6/100AL) TPN 50%N | 48.953 | 4.015 |  |  | Link | LINKS
F3U50009 | NEUTRAL CABLE/DUCT LINKS - 3X6X150 CU - COPPER 4 POLE - TPN FEEDER 50%N : Feeder rating = 4000A |  |  |  | 12378.492 | Link | LINKS
F3U50029 | O/G N LINK 3500A,3P AL DUCT (3:6/150AL) TPN 50%N |  |  |  |  | Link | LINKS
F3U5C001 | NEUTRAL CABLE LINK |  |  |  |  | Link | LINKS
F3U5C028 | OG/NEUTRAL CABLE/DUCT LINKS - 4X5X165 - COPPER 3 POLE : Feeder rating = 3200A |  |  |  |  | Link | LINKS
F3U60001 | LINK_BC_TF_A : Feeder rating = 800A | 6.3 | 6.9 |  | 7685 | LINK | LINKS
F3U60007 | LINK_BC_TF_A 3000A,3P AL (6:6/150AL) |  |  |  |  | Link | LINKS
F3U70001 | EXTRA FOR AOC - 1X6X100 AL ALUMINIUM - 3 POLE : Feeder rating = 800A |  |  |  | 2546.3269 | Link | LINKS
F3U70003 | EXTRA FOR AOC - 2X6X100 AL ALUMINIUM - 3 POLE : Feeder rating = 1250A | 1.608 | 3.97 |  | 4017.9319 | Link | LINKS
F3U70021 | EXTRA FOR AOC - 1X6X100 AL ALUMINIUM - 3 POLE : Feeder rating = 800A | 1.7 | 2.6 |  | 2988 | LINK | LINKS
F3U70027 | EXTRA FOR AOC - 6X6X150 CU COPPER - 4 POLE : Feeder rating = 4000A |  |  |  | 17198.3946 | Link | LINKS
PKG00369 | TQ3 CRATE PKG 2430 H 800 W 644 D ALL |  |  |  | 15599.5 | PKG | PACKING
PKG00370 | TQ3 CRATE PKG 2430 H 1600 W 644 D ALL |  |  |  | 20416.43 | PKG | PACKING
PKG00371 | TQ3 CRATE PKG 2430 H 2400 W 644 D ALL |  |  |  | 26681.79 | PKG | PACKING
PKG00372 | TQ3 CRATE PKG 2430 H 800 W 944 D ALL |  |  |  |  | PKG | PACKING
PKG00373 | [5 empty] | PKG | PACKING
PKG00374 | [5 empty] | PKG | PACKING
PKG00406 | TF900 CRATE PKG 2430 H 800 W 944 D ALL |  |  |  |  | PKG | PACKING
PKG00408 | TF900 CRATE PKG 2430 H 1600 W 944 D ALL |  |  |  |  | PKG | PACKING
PKG00410 | TF900 CRATE PKG 2430 H 800 W 1244 D ALL |  |  |  | 19852.9 | PKG | PACKING
PKG00410+PKG00412 | [5 empty] | PKG | PACKING
PKG00411 | TF900 CRATE PKG 2430 H 1200 W 1244 D ALL |  |  |  |  | PKG | PACKING
PKG00412 | TF900 CRATE PKG 2430 H 1600 W 1244 D ALL |  |  |  |  | PKG | PACKING
PKG00414 | TF900 CRATE PKG 2430 H 800 W 1544 D ALL |  |  |  |  | PKG | PACKING
PKG00416 | TF900 CRATE PKG 2430 H 1600 W 1544 D ALL |  |  |  |  | PKG | PACKING
PKG00418 | TF900 CRATE PKG 2430 H 1120 W 944 D ALL |  |  |  |  | PKG | PACKING
PKG00419 | TF900 CRATE PKG 2430 H 1400 W 944 D ALL |  |  |  | 23919.282 | PKG | PACKING
PKG00420 | TF900 CRATE PKG 2430 H 920 W 1244 D ALL |  |  |  |  | PKG | PACKING
PKG00421 | TF900 CRATE PKG 2430 H 1120 W 1244 D ALL |  |  |  |  | PKG | PACKING
PKG00426 | TF900 CRATE PKG 2430 H 1720 W 944 D ALL |  |  |  |  | PKG | PACKING
PKG00427 | TF900 CRATE PKG 2430 H 1920 W 944 D ALL |  |  |  |  | Pkg | PACKING
PKG00429 | TF900 CRATE PKG 2430 H 1720 W 1244 D ALL |  |  |  |  | PKG | PACKING
PKG00430 | [5 empty] | PKG | PACKING
PKG00431 | TF900 CRATE PKG 2430 H 1520 W 1244 D ALL |  |  |  |  | PKG | PACKING
PKG00466 | TF3 CRATE PKG 2430 H 800 W 1444 D ALL |  |  |  |  | PKG | PACKING
PKG00467 | TF3,1200 MM,1444 MM,CRATE ( DOMESTIC ) |  |  |  | 25761.9735 | PKG | PACKING
PKG00468 | TF3 CRATE PKG 2430 H 1600 W 1444 D ALL |  |  |  |  | PKG | PACKING
PKG00470 | TF3 CRATE PKG 2430 H 800 W 1744 D ALL |  |  |  |  | Pkg | PACKING
PKG00472 | TF3 CRATE PKG 2430 H 1600 W 1744 D ALL |  |  |  |  | PKG | PACKING
PKG00474 | TF3 CRATE PKG 2430 H 800 W 2044 D ALL |  |  |  |  | PKG | PACKING
PKG00476 | TF3 CRATE PKG 2430 H 1600 W 2044 D ALL |  |  |  | 34665.12 | PKG | PACKING
PKG00477 | TF3 CRATE PKG 2430 H 920 W 1444 D ALL |  |  |  |  | PKG | PACKING
PKG00478 | TF3 CRATE PKG 2430 H 1120 W 1444 D ALL |  |  |  |  | PKG | PACKING
PKG00479 | TF3,1370 MM,1444 MM,CRATE ( DOMESTIC ) |  |  |  | 28175.7345 | PKG | PACKING
PKG00480 | TF3 CRATE PKG 2430 H 920 W 1744 D ALL |  |  |  |  | PKG | PACKING
PKG00481 | TF3,1080 MM,1444 MM,CRATE ( DOMESTIC )+AOC |  |  |  | 26863.5345 | PKG | PACKING
PKG00482 | TF3 CRATE PKG 2430 H 1400 W 1744 D ALL |  |  |  |  | Pkg | PACKING
PKG00484 | TF3 CRATE PKG 2430 H 1120 W 2044 D ALL |  |  |  |  | PKG | PACKING
PKG00485 | TF3 CRATE PKG 2430 H 1400 W 2044 D ALL |  |  |  | 34101.78 | PKG | PACKING
PKG00486 | TF3 CRATE PKG 2430 H 1720 W 1444 D ALL |  |  |  |  | PKG | PACKING
PKG00487 | TF3 CRATE PKG 2430 H 1920 W 1444 D ALL |  |  |  |  | PKG | PACKING
PKG00488 | TF3,1530 MM,1444 MM,CRATE ( DOMESTIC ) |  |  |  | 29825.2455 | PKG | PACKING
PKG00489 | TF3 CRATE PKG 2430 H 1720 W 1744 D ALL |  |  |  |  | PKG | PACKING
PKG00490 | TF3 CRATE PKG 2430 H 1920 W 1744 D ALL |  |  |  |  | PKG | PACKING
PKG02188 | TX160: PLY PKG D 1044 W 700 H 2400 WITH ALFOIL |  |  |  |  | PKG | PACKING
PKG02190 | TX160: PLY PKG D 1044 W 1400 H 2400 WITH ALFOIL |  |  |  | 71540.3934 | PKG | PACKING
PKG02235 | TS: PLY PKG D 1044 W 1200 H 2200 WITH ALFOIL |  |  |  |  | PKG | PACKING
PKG02324 | TS: PLY PKG D 1044 W 1400 H 2400 WITH ALFOIL |  |  |  | 71540.3934 | PKG | PACKING
PKG02330 | TS: PLY PKG D 1044 W 1040 H 2400 WITH ALFOIL |  |  |  | 61320.1634 | PKG | PACKING
PKG02331 | TS: PLY PKG D 1044 W 1200 H 2400 WITH ALFOIL |  |  |  | 65826.0124 | PKG | PACKING
PKG02333 | TS: PLY PKG D 1044 W 1180 H 2400 WITH ALFOIL |  |  |  |  | PKG | PACKING
PKG02338 | TS: PLY PKG D 1044 W 880 H 2400 WITH ALFOIL |  |  |  |  | PKG | PACKING
PKG02340 | TS: PLY PKG D 1044 W 1480 H 2400 WITH ALFOIL |  |  |  |  | PKG | PACKING
PKG02510 | TS: PLY PKG D 1044 W 900 H 2400 WITH ALFOIL |  |  |  |  | PKG | PACKING
PKG02511 | TS: PLY PKG D 1044 W 1040 H 2400 WITH ALFOIL |  |  |  | 69492.7334 | PKG | PACKING
PKG02533 | TS: PLY PKG D 1144 W 900 H 2400 WITH ALFOIL |  |  |  |  | PKG | PACKING
PKG02859 | TX160: PLY PKG D 1144 W 1800 H 2400 WITH ALFOIL |  |  |  |  | PKG | PACKING
PKG03056 | TS: CRATE PKG D 1144 W 1800 H 2400 |  |  |  | 27212.99 | PKG | PACKING
PKG03062 | TS: CRATE PKG D 1144 W 900 H 2400 |  |  |  | 19984.42 | PKG | PACKING
PKG03124 | TS: CRATE PKG D 644 W 1800 H 2400 |  |  |  |  | PKG | PACKING
PKG03129 | TS: CRATE PKG D 644 W 900 H 2400 |  |  |  |  | PKG | PACKING
PKG03302 | TS: CRATE PKG D 1044 W 1200 H 2400 |  |  |  | 21534.3547 | PKG | PACKING
PKG03319 | TS: CRATE PKG D 1044 W 1600 H 2400 |  |  |  | 24787.6767 | PKG | PACKING
PKG03322 | TS: CRATE PKG D 1144 W 1400 H 2400 |  |  |  |  | PKG | PACKING
PKG03328 | TS: CRATE PKG D 1144 W 600 H 2400 |  |  |  | 17792.31 | PKG | PACKING
PKG03331 | TS: CRATE PKG D 1144 W 1200 H 2400 |  |  |  | 22462.52 | PKG | PACKING
PKG03335 | TS: CRATE PKG D 1144 W 1500 H 2400 |  |  |  | 25019.89 | PKG | PACKING
PKG03346 | TS: CRATE PKG D 1144 W 2000 H 2400 |  |  |  |  | PKG | PACKING
PKG03348 | TS: CRATE PKG D 1144 W 1600 H 2400 |  |  |  |  | PKG | PACKING
PKG03750 | TS: CRATE PKG D 1044 W 1100 H 2400 |  |  |  | 25376.2894 | PKG | PACKING
Q3010121 | SWF WITH AUX FORM III - 200 MM | 13.1 |  | 0.1 | 6455 | MS | MS
Q3010122 | SWF WITH AUX FORM III -300 MM | 16.1 |  | 0.1 | 7364 | MS | MS
Q3010123 | SWF WITH AUX FORM III - 400 MM | 19.2 |  | 0.1 | 8410 | MS | MS
Q3010124 | SWF WITH AUX FORM III - 500 MM | 18.4 |  | 0.1 | 8465 | MS | MS
Q3010125 | SWF WITH AUX FORM III - 600 MM | 20.7 |  | 0.1 | 9201.37 | MS | MS
Q3010126 | SWF WITH AUX FORM III - 700 MM | 22.5 |  | 0.1 |  | MS | MS
Q3010127 | SWF WITH AUX FORM III - 900 MM |  |  |  |  | MS | MS
Q3010128 | SWF WITH AUX FORM IV - 200 MM | 14.5 | 0.3 | 0.1 | 7549 | MS | MS
Q3010129 | SWF WITH AUX FORM IV -300 MM | 18.3 | 0.5 | 0.1 | 9047 | MS | MS
Q3010130 | SWF WITH AUX FORM IV - 400 MM | 22 | 0.7 | 0.1 | 10682 | MS | MS
Q3010131 | SWF WITH AUX FORM IV - 500 MM | 25.3 |  | 0.1 | 12210 | MS | MS
Q3010132 | SWF WITH AUX FORM IV - 600 MM | 28.2 |  | 0.1 | 13396 | MS | MS
Q3010133 | SWF WITH AUX FORM IV - 700 MM |  |  |  |  | Wire | WIRE
Q3010134 | SWF WITH AUX FORM IV - 800 MM | 34.3 |  | 0.1 | 15106 | MS | MS
Q3010135 | STARTER FEEDER FORM III - 200 MM | 13.1 |  | 0.1 | 6875 | MS | MS
Q3010136 | STARTER FEEDER FORM III - 300 MM | 16.667 |  | 0.09 | 7784 | MS | MS
Q3010137 | STARTER FEEDER FORM III - 400 MM | 19.2 |  | 0.1 | 8830 | MS | MS
Q3010138 | STARTER FEEDER FORM III - 500 MM | 22.3 |  | 0.1 | 10433 | MS | MS
Q3010139 | TRAFO FEEDER - 600MM FULL - #FORM_SEPARATION_T# | 24.5 |  | 0.1 | 11169 | MS | MS
Q3010140 | STARTER FEEDER FORM III - 700 MM | 23.132 |  | 0.09 | 10925 | MS | MS
Q3010141 | STARTER FEEDER FORM III - 800 MM | 30 |  | 0.1 | 13075 | MS | MS
Q3010142 | STARTER FEEDER FORM III - 900 MM | 32 |  | 0.1 | 14087 | MS | MS
Q3010143 | STARTER FEEDER FORM III - 1000 MM | 32.8 |  | 0.1 |  | MS | MS
Q3010144 | STARTER FEEDER FORM III - 1100 MM | 38.5 |  | 0.1 | 16060 | MS | MS
Q3010145 | STARTER FEEDER FORM IV - 200 MM | 14.5 | 0.3 | 0.1 | 7968.6818 | MS | MS
Q3010146 | STARTER FEEDER FORM IV - 300 MM | 18.3 | 0.5 | 0.1 |  | MS | MS
Q3010147 | STARTER FEEDER FORM IV - 400 MM | 22 | 0.7 | 0.1 |  | MS | MS
Q3010148 | STARTER FEEDER FORM IV - 500 MM | 29.2 |  | 0.1 |  | MS | MS
Q3010149 | TRAFO FEEDER - 600MM FULL - #FORM_SEPARATION_T# | 32.1 |  | 0.1 |  | MS | MS
Q3010150 | STARTER FEEDER FORM IV - 700 MM | 30.6 |  | 0.1 |  | MS | MS
Q3010151 | STARTER FEEDER FORM IV - 800 MM | 38.7 |  | 0.1 |  | MS | MS
Q3010152 | STARTER FEEDER FORM IV - 900 MM | 41.1 |  | 0.1 |  | MS | MS
Q3020101 | 600MM TRAFO FIXED FEEDER | 23.9 | 0 | 0.1 |  | MS | MS
Q3020104 | 1000MM TRAFO FIXED FEEDER | 27.152 |  |  |  | MS | MS
Q3070101 | GENERAL FEEDER - 200MM FULL - #FORM_SEPARATION_T# | 9.3 |  |  |  | MS | MS
Q3070102 | OUTGOING FDR - 300MM FULL - FORM -3B | 11.5 |  |  |  | MS | MS
Q3070103 | OUTGOING FDR - 400MM FULL - FORM -3B | 11.5 |  |  |  | MS | MS
Q3070104 | 500MM SIZE FIXED FEEDER | 15 |  |  |  | MS | MS
Q3070105 | 600MM SIZE FIXED FEEDER | 15 |  |  |  | MS | MS
Q3070106 | I/C FEEDER - 700MM FULL - FORM -3B | 17.6 |  |  |  | MS | MS
Q3070107 | B/C FEEDER - 800 MM FULL - FORM -3B | 17.7 |  |  |  | MS | MS
Q3070108 | B/C FEEDER - 900MM FULL - FORM -3B | 18.8 | 0 | 0 |  | MS | MS
Q3070109 | MTB FEEDER - 1000MM FULL - #FORM_SEPARATION_T# | 21.134 |  |  | 6895.1183 | MS | MS
Q3110101 | POWER WIRING UPTO 32A-TP |  |  |  | 775.6727 | Wire | WIRE
Q3110102 | [5 empty] | Wire | WIRE
Q3110103 | POWER WIRING 63A-TP |  |  |  | 1982.4074 | Wire | WIRE
Q3110104 | VOLTAGE TRANSFORMER, 415/R3 / 110/R3 V, 100 VA, CL.1/3P,CLASS B - POLYESTER RESIN CAST |  |  |  |  | CT VT | ELECTRICAL
Q3110105 | POWER WIRING 100A-TP |  |  |  | 4255.5679 | Wire | WIRE
Q3110106 | [5 empty] | Wire | WIRE
Q3110107 | POWER WIRING 125A-TP |  |  |  | 6196.0063 | Wire | WIRE
Q3110108 | [5 empty] | Wire | WIRE
Q3110110 | POWER WIRING 160A-TPN 50%N |  |  |  |  | Wire | WIRE
Q3110111 | POWER WIRING UPTO 32A-TPN 100%N |  |  |  |  | Wire | WIRE
Q3110112 | POWER WIRING 63A-TPN 100%N |  |  |  | 2935.98 | Wire | WIRE
Q3110113 | CONTROL WIRING COST - WIRE SIZE - 2.5 SQ MM C FEEDER 63A |  |  |  | 5993.0045 | Wire | WIRE
Q3110114 | power wire cost (E-21-C) |  |  |  | 8800 | Wire | WIRE
Q3120102 | LINKS FN200A AL TPN 50%N |  | 1.7 |  |  | LINK | LINKS |  |  | 1
Q3120103 | LINKS FN250/400A AL TP |  | 3.076 |  | 2274.703 | Link | LINKS
Q3120104 | LINKS FN250/400A AL TPN 50%N |  | 3.5 |  | 2267 | Link | LINKS
Q3120105 | LINKS FN250/400A B/C AL TP |  | 5.42 |  | 4008.093 | Link | LINKS
Q3120106 | LINKS FN250/400A B/C AL TPN 50%N | 0 | 6.6 | 0 |  | Link | LINKS
Q3120107 | LINKS FN630A AL FIXED TP |  |  |  |  | Link | LINKS
Q3120108 | LINKS FN630A AL FIXED TPN 50%N | 0.7 | 2.7 | 9.9 | 20415 | Link | LINKS
Q3120112 | LINKS FN630A B/C AL FIXED TPN 50%N |  |  | 26 |  | LINK | LINKS
Q3120120 | POWER WIRING COST |  |  |  |  | WIre | WIRE
Q312C108 | LINKS FN250/400A CU TPN 100%N |  |  | 11.8 | 18612.774 | Link | LINKS
Q312C109 | LINKS FN250/400A B/C CU TPN 100%N |  |  | 7.4 |  | Link | LINKS
Q312C110 | LINKS FN630A CU FIXED TP |  |  |  |  | Link | LINKS
Q312C111 | LINKS FN630A CU FIXED TPN 50%N |  |  | 23 | 32110 | Link | LINKS
Q312C112 | LINKS FN630A CU FIXED TPN 100%N |  |  |  | 38395.77 | Link | LINKS
Q3140101 | [5 empty] | Wire | WIRE
Q3140102 | POWER WIRING FOR MPCBDOL - 0.37 KW TP 4 SQMM |  |  |  |  | Wire | WIRE
Q3140103 | [5 empty] | Wire | WIRE
Q3140104 | [5 empty] | Wire | WIRE
Q3140105 | [5 empty] | Wire | WIRE
Q3140106 | [5 empty] | Wire | WIRE
Q3140107 | [5 empty] | Wire | WIRE
Q3140108 | [5 empty] | Wire | WIRE
Q3140109 | POWER WIRING UPTO 7.5KW REV (2.5SQMM) |  |  |  | 549.95 | Wire | WIRE
Q3140112 | 15KW REV (6SQ MM) |  |  |  |  | Wire | WIRE
Q3140113 | [5 empty] | Wire | WIRE
Q3140116 | 55KW REV (35SQ MM) |  |  |  | 6341.72 | Wire | WIRE
Q3140117 | POWER WIRING COST STAR/DELTA - 7.5 KW |  |  |  | 854.7071 | Wire | WIRE
Q3140118 | POWER WIRING COST FOR SDFEEDER - FEEDER RATING - 18.5 KW |  |  |  |  | WIREP | WIRE
Q3140121 | POWER WIRING COST FOR SDFEEDER - FEEDER RATING - 55 KW |  |  |  |  | Wire | WIRE
Q3140124 | [5 empty] | Wire | WIRE
Q3150102 | POWER WIRING COST - 90 KW |  |  |  | 1920 | Wire | WIRE
Q3150105 | [5 empty] | Wire | WIRE
Q3150106 | [5 empty] | Wire | WIRE
Q3150108 | POWER WIRING COST FOR SDFEEDER - FEEDER RATING - 200 KW |  |  |  |  | WIREP | WIRE
Q3150122 | 225KW DOL |  | 2.6 | 4 |  | LINK | LINKS
Q3180107 | [5 empty] | LABOUR | VENDOR LABOUR
Q3180111 | [5 empty] | Labour | VENDOR LABOUR
Q3210001 | TQ3 PANEL,SF,D/O,FORM -3B, 800W | 152.197 | 1.114 |  | 87196 | MS | MS
Q3210002 | TQ3 PANEL,SF,FIXED,FORM -3B, 800W | 152.1976 | 1.114 |  | 89947.3836 | MS | MS
Q3210003 | TQ3 PANEL,SF, SUP,FORM -3B, 800W |  |  |  | 88225.07 | MS | MS
Q3210004 | TQ3 PANEL,DF,D/O,FORM-III,320W,50KA | 96.6 |  |  | 57527 | MS | MS
Q3210006 | TQ3 PANEL,SF,D/O FORM-IV, 800W,50KA | 155.3 | 0.6 |  |  | MS | MS
Q3220001 | TQ3 PANEL,DF,D/O,FORM -3B, 800W | 177.5 | 3.8 |  | 135268 | MS | MS
Q3220002 | STRUCTURE : TQ3 W - 800 MM,DF(CABLE ALLEY 250),FIXED,NOT APPLICABLE,50KA FOR 1 SEC,FORM -4B | 177.5 | 3.8 |  |  | MS | MS
Q3220003 | TQ3 PANEL,DF,D/O+SUP,FORM -3B,800W | 190.6 | 3.8 |  | 139890 | MS | MS
Q3220005 | TQ3 PANEL,DF,D/O,FORM-IV,800W,65/80KA | 203.698 | 1.24 |  | 139301 | MS | MS
Q3220006 | TQ3 PANEL,DF,D/O,FORM-IV,800W,50KA | 193.5 | 1.2 |  |  | LINK | LINKS
Q3220009 | STRUCTURE : TQ3 W - 850 MM,DF(CABLE ALLEY 300),FIXED,NOT APPLICABLE,50KA FOR 1 SEC,FORM -4B | 199.873 | 4.281 |  |  | MS | MS
Q3220012 | TQ3 PANEL,DF,D/O,FORM-III,850W,50KA | 206.153 | 1.24 |  | 137677 | MS | MS
C2760134 | EXORA 2A |  |  |  |  | MCB | ELECTRICAL
Q3260103 | VEBAR 5X20 AL TQ/TF |  | 0.556 |  | 363 | Link | LINKS
Q3260104 | VERT EBAR : DF(CABLE ALLEY 300),6X50 MM, | 0 | 1.1 |  | 725 | Link | LINKS
Q3290102 | GLAND PLATE TQ3-2MM SS-SF |  | 2.7 |  | 1768 | Link | LINKS
Q3290103 | GLAND PLATE TQ3-2MM SS-DF | 2.1 |  |  | 1052 | MS | MS
Q3290106 | GLAND PLATE TQ3-3MM SS-SF | 4.3 |  |  | 1010 | MS | MS
Q3290107 | GLAND PLATE TQ3-3MM SS-DF | 6.396 |  |  |  | MS | MS
Q3310131 | DROPPER : TQ3 FRONT 12X50 AL TP FORM III 50KA |  | 11.043 |  | 11076.3574 | Link | LINKS
Q3310132 | DROPPER : TQ3 FRONT 12X50 AL TPN 50%N FORM III 50KA |  | 12.768 |  |  | LINK | LINKS
Q3310133 | DROPPER : TQ3 REAR 12X50 AL TP FORM III 50KA |  | 11.043 |  | 11076.3574 | Link | LINKS
Q3310134 | DROPPER : TQ3 REAR 12X50 AL TPN 50% N FORM III 50KA |  | 12.768 |  |  | LINK | LINKS
Q3310135 | DROPPER : TQ3 FRONT 12X50 AL TPN 100% N FORM IV 50KA |  |  |  |  | Link | LINKS
Q3310136 | DROPPER : TQ3 REAR 12X50 AL TPN 100% N FORM IV 50KA |  |  |  |  | Link | LINKS
Q3310141 | DROPPER : TQ3 FRONT 12X50 AL TPN 100% N FORM IV 65KA |  | 14.724 |  | 26577 | LINK | LINKS
Q3310147 | DROPPER : TQ3 FRONT 12X50 AL TPN 50%N FORM III 50KA |  | 14.724 |  |  | Link | LINKS
Q3310148 | DROPPER : TQ3 REAR 12X50 AL TPN 100%N FORM III 50KA |  | 14.724 |  | 14065.1292 | Link | LINKS
Q3310149 | DROPPER : TQ3 FRONT 12X50 AL TPN 50% N FORM IV 50KA |  | 12.768 |  |  | Link | LINKS
Q3310150 | DROPPER : TQ3 REAR 12X50 AL TPN 50% N FORM IV 50KA |  | 12.768 |  |  | Link | LINKS
Q3310154 | DROPPER : TQ3 REAR 12X50 AL TPN 50% N FORM IV 65KA |  | 12.768 |  |  | Link | LINKS
Q331C131 | DROPPER : TQ3 FRONT 12X50 CU TP FORM III 50KA |  |  |  |  | Link | LINKS
Q331C132 | DROPPER : TQ3 FRONT 12X50 CU TPN 50%N FORM III 50KA |  |  |  | 65127 | Link | LINKS
Q331C134 | DROPPER : TQ3 REAR 12X50 CU TPN 50%N FORM III 50KA |  |  |  | 65127 | Link | LINKS
Q331C147 | DROPPER : TQ3 FRONT 12X50 CU TPN 100%N FORM III 50KA |  |  |  | 74938.59 | Link | LINKS
Q331C149 | DROPPER : TQ3 FRONT 12X50 CU TPN 50%N FORM IV 50KA |  |  |  | 64797.9969 | Link | LINKS
Q331C150 | DROPPER : TQ3 REAR 12X50 CU TPN 50%N FORM IV 50KA |  |  |  | 64797.55 | Link | LINKS
Q3460102 | Z LINK- 1PKT,TPN 50%N,SF PANEL |  |  | 7.4 | 13004.19 | LINK | LINKS
Q3460103 | Z LINK- 1PKT,TP,DF PANEL |  |  |  |  | Link | LINKS
Q3460104 | Z LINK- 1PKT,TPN 50%N,DF PANEL |  |  | 15.1 | 26590 | Link | LINKS
Q3460106 | Z LINK- 2PKT,TPN 50%N,DF PANEL |  |  | 17.6 |  | LINK | LINKS
Q3460115 | Z LINK- 1PKT,TP+100%N,SF PANEL |  |  |  | 15443.28 | Link | LINKS
Q3470102 | ZLINK-1PKT,TPN 50% N,SF PANEL |  | 2.214 |  | 1445 | Link | LINKS
Q3470103 | ZLINK-1PKT,TP,DF PANEL |  | 4 |  | 2597.49 | Link | LINKS
Q3470104 | ZLINK-1PKT,TPN 50%N,DF PANEL |  | 4.5 |  | 2957 | Link | LINKS
Q3470105 | ZLINK-2PKT,TP,DF PANEL |  | 4.234 |  | 3131.046 | Link | LINKS
Q3470106 | ZLINK-2PKT,TPN 50%N,DF PANEL |  | 5.3 |  |  | LINK | LINKS
Q3470108 | ZLINK-2PKT,TPN 50%N ,SF PANEL |  | 2.709 |  |  | Link | LINKS
Q3470113 | ZLINK-1PKT,TPN 100% N,SF PANEL |  | 2.564 |  |  | Link | LINKS
Q3470114 | ZLINK-1PKT,TPN 100%N,DF PANEL |  | 5.208 |  |  | LINK | LINKS
Q3490101 | BUSBAR AND DROPPER JOINT SHROUD 1 PKT 6X100-TP |  |  |  | 415.5054 | PR | PR
Q3490102 | [5 empty] | PR | PR
Q3490106 | BUSBAR AND DROPPER JOINT SHROUD 1 PKT 6X150-TPN |  |  |  | 580.4917 | PR | PR
Q3490107 | BUSBAR AND DROPPER JOINT SHROUD 2 PKT 6X150-TP |  |  |  | 870.7375 | Link | LINKS
Q3490108 | BUSBAR AND DROPPER JOINT SHROUD 2 PKT 6X150-TPN |  |  |  |  | PR | PR
Q3520101 | CONTROL WIRING COST FOR MTB FEEDER - WIRE SIZE - 1.5 SQ MM |  |  |  | 143 | Wire | WIRE
Q3520102 | 2.5 SQMM MTB WIRING + VENDOR CHARGES |  |  |  | 47400 | Wire | WIRE
Q35220101 | [5 empty] | Wire | WIRE
Q3530101 | [5 empty] | Wire | WIRE
Q3530102 | [5 empty] | Wire | WIRE
Q3530103 | 1.5 SQMM WIRE FOR STAR-DELTA |  |  |  | 1174.8 | Wire | WIRE
Q3530104 | 2.5 SQMM WIRE FOR DOL |  |  |  |  | Wire | WIRE
Q3530105 | [5 empty] | Wire | WIRE
Q3530106 | 2.5 SQMM WIRE FOR STAR-DELTA |  |  |  |  | Wire | WIRE
Q3530109 | [5 empty] | Wire | WIRE
Q3530110 | [5 empty] | Wire | WIRE
Q3530111 | 2.5 SQMM WIRE FOR SWF |  |  |  |  | Wire | WIRE
Q3530112 | [5 empty] | Wire | WIRE
Q3530113 | 2.5 SQMM WIRE FOR TRAFO |  |  |  |  | Wire | WIRE
Q3530114 | 2.5 SQMM CONTROL WIRE FOR VT FEEDER |  |  |  | 876.75 | Wire | WIRE
Q3550101 | INTERPANEL BARRIER FOR STD.& SUP SF PANEL | 14.468 |  |  | 3795 | MS | MS
Q3550102 | INTERPANEL BARRIER FOR STD.& SUP DF PANEL | 29.9 |  |  |  | MS | MS
Q3680101 | END COVERS LHS,TQ3,SF,30MM | 25 |  |  | 6551.22 | MS | MS
Q3680102 | END COVERS LHS,TQ3,DF,30MM | 37.1 |  |  |  | MS | MS
Q3680103 | END COVERS LHS,TQ3,SF,30MM | 25 |  |  | 6551.22 | MS | MS
Q3680104 | END COVERS LHS,TQ3,DF,30MM | 37.1 |  |  |  | MS | MS
Q3700101 | VACANTFEEDER 100mm | 10.1 |  |  | 2848 | MS | MS
Q3700102 | VACANTFEEDER 200MM | 11.1 |  |  |  | MS | MS
Q3700103 | VACANTFEEDER 300MM | 12.3 |  |  | 3855 | MS | MS
Q3700104 | VACANTFEEDER 400MM | 13.2 |  |  | 4297 | MS | MS
Q3700105 | VACANTFEEDER 500MM | 14.7 |  |  | 4674 | MS | MS
Q3700106 | VACANTFEEDER_600 | 15.9 |  |  |  | MS | MS
Q3700107 | D/O VACANT COMPT 700MM | 16.8 |  |  | 5754 | MS | MS
Q3700108 | VACANTFEEDER 800MM | 17.9 |  |  | 6066.4514 | MS | MS
Q3700109 | VACANTFEEDER_900 | 19.1 |  |  |  | MS | MS
Q3700110 | VACANTFEEDER 2000MM | 40.4 |  |  | 14484 | MS | MS
Q3720101 | VACANTFEEDER 100MM | 9.7 |  |  |  | MS | MS
Q3720102 | VACANTFEEDER 200MM | 10.3 |  |  |  | MS | MS
Q3720103 | VACANTFEEDER 300MM | 11.1 |  |  |  | MS | MS
Q3720104 | VACANTFEEDER 400MM | 11.8 |  |  |  | MS | MS
Q3720105 | VACANTFEEDER 500MM | 13.5 |  |  |  | MS | MS
Q3720106 | TRAFO FEEDER - 600MM FULL - #FORM_SEPARATION_T# | 19.1 |  |  | 5318 | MS | MS
Q3720107 | FIXED VACANT COMPT 700MM |  |  |  | 5020.4342 | MS | MS
Q3720108 | VACANTFEEDER_800 |  |  |  |  | MS | MS
Q3720109 | VACANTFEEDER_900 |  |  |  |  | MS | MS
Q3720110 | FIXED VACANT COMPT 1000MM | 16.3 |  |  | 6133.82 | MS | MS
RE010105 | CAG14 - 1DV |  |  |  | 19878 | Relay | ELECTRICAL
RE010109 | [5 empty] | RESISTOR | ELECTRICAL
RE020102 | AREVA RELAY CDG11 - 1DV (S/R) |  |  |  |  | RELAY | ELECTRICAL
RE020103 | CDG31 - 3DH (S/R) |  |  |  |  | Relay | ELECTRICAL
RE020111 | CDG31 - 3DV (S/R) |  |  |  |  | Relay | ELECTRICAL
RE030101 | [5 empty] | Relay | ELECTRICAL
RE030105 | VAGM22 - 1DV (110 VAC) |  |  |  | 42590.898 | Relay | ELECTRICAL
RE030108 | VAJH13 - 1/4NV |  |  |  | 5175 | Relay | ELECTRICAL
RE030110 | VAJH23 - 1/2NH |  |  |  |  | Relay | ELECTRICAL
RE030112 | VAX31 - 1/2NH |  |  |  |  | Relay | ELECTRICAL
RE030114 | VAA11 - 1/4NV |  |  |  | 6360 | Relay | ELECTRICAL
RE030117 | VAA23 - 1/2NH |  |  |  | 10230 | Relay | ELECTRICAL
RE030119 | VAA31 - 1/2NH |  |  |  | 10248 | Relay | ELECTRICAL
RE030145 | VAJHM23 - 1/2NH |  |  |  |  | Relay | ELECTRICAL
RE050108 | CTUM15 - 1/2NH |  |  |  | 22590 | Relay | ELECTRICAL
RE050113 | VTT11 - 1/2NH, DC |  |  |  | 13500 | Relay | ELECTRICAL
RE101004 | SKE11 - 1DV |  |  |  |  | Relay | ELECTRICAL
RE140101 | 2WAY,3POS ODS SWITCH |  |  |  | 3768 | ODS | ELECTRICAL
RE140102 | 4WAY,3POS ODS SWITCH SPRING RETURN |  |  |  |  | ODS | ELECTRICAL
RE140111 | 4WAY,3POS ODS SWITCH, LOCKABLE, SPRING RETURN |  |  |  | 4425.99 | ODS | ELECTRICAL
RE200110 | VHXm22A |  |  |  | 13392 | Relay | ELECTRICAL
RE430001 | MCOMP MAIN UNIT MODBUS FLAT LID |  |  |  | 24991.242 | Relay | ELECTRICAL
RE430002 | MCOMP MAIN UNIT PROFIBUS FLAT LID |  |  |  |  | Relay | ELECTRICAL
RE430003 | MCOMP MAIN UNIT TCPIP FLAT LID |  |  |  | 25503 | Relay | ELECTRICAL
RE430005 | MCOMP USB DISPLAY - 1.0 M RJ11 CABLE |  |  |  | 15627 | Relay | ELECTRICAL
RE430006 | MCOMP USB DISPLAY - 2.0 M RJ11 CABLE |  |  |  | 15627 | Relay | ELECTRICAL
RE430007 | MCOMP CURRENT MODULE 1 - 0.5M CABLE(ILFC 0.6 - 2.0A) |  |  |  | 6202.329 | Relay | ELECTRICAL
RE430008 | MCOMP CURRENT MODULE 2 - 0.5M CABLE (ILFC 1.8 - 5.4A) |  |  |  | 6645 | Relay | ELECTRICAL
RE430009 | MCOMP CURRENT MODULE 3- 0.5M CABLE (ILFC 4.5 - 13.5A) |  |  |  | 7462.335 | Relay | ELECTRICAL
RE430010 | MCOMP CURRENT MODULE 4 - 0.5M CABLE (ILFC 12.6 - 37.8A) |  |  |  | 7462.335 | Relay | ELECTRICAL
RE430011 | MCOMP CURRENT MODULE 5 - 0.5M CABLE (ILFC 36 - 81A) |  |  |  | 7462.335 | Relay | ELECTRICAL
RE430012 | MCOMP CURRENT MODULE 1 - 1.0M CABLE (ILFC 0.6 - 2.0A) |  |  |  | 5913 | Relay | ELECTRICAL
RE430013 | MCOMP CURRENT MODULE 2 - 1.0M CABLE (ILFC 1.8 - 5.4A) |  |  |  | 6987 | Relay | ELECTRICAL
RE430014 | MCOMP CURRENT MODULE 3- 1.0M CABLE (ILFC 4.5 - 13.5A) |  |  |  | 6987 | Relay | ELECTRICAL
RE430015 | MCOMP CURRENT MODULE 4 - 1.0M CABLE (ILFC 12.6 - 37.8A) |  |  |  | 6987 | Relay | ELECTRICAL
RE430016 | MCOMP CURRENT MODULE 5 - 1.0M CABLE (ILFC 36 - 81A) |  |  |  | 6987 | Relay | ELECTRICAL
SPE0047700076 | [5 empty] | CT VT | ELECTRICAL
SPE0090200048 | [5 empty] | Relay | ELECTRICAL
SPE0096700106 | [5 empty] | CT VT | ELECTRICAL
SPE0096700236 | [5 empty] | CT VT | ELECTRICAL
SPE0101185316 | [5 empty] | TTB | ELECTRICAL
SPE0107800853 | [5 empty] | CT VT | ELECTRICAL
SPE0114400050 | [5 empty] | TIMER | ELECTRICAL
SPE0117800149 | [5 empty] | CT VT | ELECTRICAL
SPE0117800353 | [5 empty] | CT VT | ELECTRICAL
SPE0117800403 | [5 empty] | CT VT | ELECTRICAL
SPE0117800827 | [5 empty] | CT VT | ELECTRICAL
SPE0117802204 | [5 empty] | CT VT | ELECTRICAL
SPE0117802219 | [5 empty] | CT VT | ELECTRICAL
SPE0117802544 | [5 empty] | CT VT | ELECTRICAL
SPE0117802547 | [5 empty] | CT VT | ELECTRICAL
SPE0123801705 | [5 empty] | CT VT | ELECTRICAL
SPE0158800164 | [5 empty] | RESISTOR | ELECTRICAL
SPE0158900003 | [5 empty] | RESISTOR | ELECTRICAL
SPE0191500005 | [5 empty] | Relay | ELECTRICAL
SPE0191500028 | [5 empty] | Relay | ELECTRICAL
SPE0211500001 | [5 empty] | TIMER | ELECTRICAL
SPE0220500001 | [5 empty] | MNX | ELECTRICAL
SPE0221100031 | [5 empty] | GE | ELECTRICAL
SPE0221500001 | [5 empty] | MNX | ELECTRICAL
SPE0259400001 | [5 empty] | Communication | ELECTRICAL
SPE0301400016 | [5 empty] | ODS | ELECTRICAL
SPE0339900005 | [5 empty] | METER | ELECTRICAL
SPE0410400002 | [5 empty] | Relay | ELECTRICAL
SPE0410400003 | [5 empty] | Relay | ELECTRICAL
ST24602 | [5 empty] | Communication | ELECTRICAL
TH000003 | STRUCTURE : TS 2200H 600W 1044D 310BB |  |  |  |  | MS | MS
TH000006 | STRUCTURE : TS 2400H 300W 1044D 310BB |  |  |  |  | MS | MS
TH000007 | STRUCTURE : TS 2400H 440W 1044D 310BB |  |  |  | 102401.477 | MS | MS
TH000008 | STRUCTURE : TS 2400H 600W 1044D 310BB |  |  |  | 109666.25 | MS | MS
TH000009 | STRUCTURE : TS 2400H 800W 1044D 310BB |  |  |  | 132492.8722 | MS | MS
TH000158 | LEFT END COVERS : TS 1044D 2200H |  |  |  |  | MS | MS
TH000161 | LEFT END COVERS : TS 1044D 2400H | 38.472 | 0 | 0 | 10192.387 | MS | MS
TH000164 | RIGHT END COVERS : TS 1044D 2200H |  |  |  |  | MS | MS
TH000167 | RIGHT END COVERS : TS 1044D 2400H | 38.472 | 0 | 0 | 10192.387 | MS | MS
TH000178 | LEFT END COVERS : TX 1044D 2400H | 38.472 |  |  | 108457.65 | MS | MS
TH000179 | LEFT END COVERS : TX 644D 2400H |  |  |  |  | MS | MS
TH000182 | RIGHT END COVERS : TX 1044D 2400H | 38.472 |  |  | 10192.387 | MS | MS
TH000183 | RIGHT END COVERS : TX 644D 2400H | 25.02 |  |  |  | MS | MS
TH000194 | HORZ EBAR : TS 1:6X50 CU 800W | 0 | 0 | 2.285 | 3598.875 | Link | LINKS
TH000195 | HORZ EBAR : TS 1:6X50 CU 600W | 0 | 0 | 1.714 | 2699.55 | Link | LINKS
TH000196 | HORZ EBAR : TS 1:6X50 CU 440W |  |  | 1.257 |  | Link | LINKS
TH000197 | HORZ EBAR : TS 1:6X50 CU 300W | 0 | 0 | 0.857 | 1349.775 | Link | LINKS
TH000204 | HORZ EBAR : TS 1:6X50 AL 800W |  |  |  |  | Link | LINKS
TH000205 | HORZ EBAR : TS 1:6X50 AL 600W |  |  |  |  | Link | LINKS
TH000224 | HORZ EBAR : TX 1:6X50 CU 900W SF | 0 | 0 | 2.571 | 4066.29 | Link | LINKS
TH000225 | HORZ EBAR : TX 1:6X50 CU 700W SF | 0 | 0 | 1.999 |  | Link | LINKS
TH000232 | HORZ EBAR : TX 1:6X50 AL 900W SF/DF |  |  |  |  | Link | LINKS
TH000242 | VERT EBAR : TS 6X38 CU 2400 H | 0 | 0 | 4.32 | 6804 | Link | LINKS
TH000255 | VERT EBAR : TX 6X40 AL 2200 H DF |  |  |  |  | Link | LINKS
TH000259 | EBAR FISHPLATE: TS - 1 : 6 X 50 - CU | 0 | 0 | 0.286 | 450.45 | Link | LINKS
TH000260 | EBAR FISHPLATE: TS - 1 : 6 X 50 - AL |  |  |  |  | Link | LINKS
TH000271 | EBAR FISHPLATE: TX - 1 : 6 X 50 - CU - DF | 0 | 0 | 0.286 | 1809.36 | Link | LINKS
TH000272 | EBAR FISHPLATE: TX - 1 : 6 X 50 - AL |  |  |  |  | Link | LINKS
TH000322 | AUX BUS : TS CU 6:16 SQMM 310BB 300W |  |  |  | 1682.04 | PR | PR | 560.68 | 2803.4
TH000323 | AUX BUS : TS CU 6:16 SQMM 310BB 600W |  |  |  | 3208.07 | PR | PR
TH000324 | AUX BUS : TS CU 6:16 SQMM 310BB 440W |  |  |  |  | PR | PR | 0 | 0
TH000402 | AUX BUS : TS CU 6:16 SQMM 410BB 300W |  |  |  | 1857.8701 | PR | PR
TH000403 | AUX BUS : TS CU 6:16 SQMM 410BB 600W |  |  |  | 3571.2947 | PR | PR
TH000405 | AUX BUS : TS CU 6:16 SQMM 410BB 800W |  |  |  | 4541.3385 | PR | PR
TH000413 | AUX BUS : TS CU 8:16 SQMM 410BB 600W |  |  |  |  | PR | PR
TH000415 | AUX BUS : TS CU 8:16 SQMM 410BB 800W |  |  |  |  | PR | PR
TH000464 | AUX BUS : TS CU 6:16 SQMM 310BB 700W | 6.291 |  |  |  | PR | PR
TH000465 | AUX BUS : TS CU 6:16 SQMM 310BB 900W |  |  |  | 4542.83 | PR | PR
TH000519 | AUX BUS : TS CU 8:16 SQMM 410BB 900W |  |  |  |  | PR | PR
TH000538 | AUX BUS FISH PLATE : - 4 : 16 SQ MM - N |  |  |  | 385.152 | PR | PR
TH000542 | AUX BUS FISH PLATE : - 6 : 16 SQ MM - N |  |  |  | 577.728 | PR | PR
TH000544 | AUX BUS FISH PLATE : - 8 : 16 SQ MM - N |  |  |  |  | PR | PR
TH000550 | AOC : TS 2200H 600W AOC-1 |  |  |  |  | MS | MS
F3H90107 | 70MM COLLAR + 30MM END COVER ON LHS FOR TF3 | 67.673 |  |  | 20283.72 | MS | MS
TH000563 | AOC : TS 2400H 800W AOC-1 | 40.548 |  |  | 13905.5 | MS | MS
TH000568 | HOODS : 600W 1044D |  |  |  |  | MS | MS
TH000571 | HOODS : 800W 1044D | 11.5782 | 0 | 0 | 2715.529 | MS | MS
TH000578 | LIFTING ANGLE : TS 300W |  |  |  | 959.3896 | PR | PR
TH000579 | LIFTING ANGLE : TS 440W |  |  |  | 1306.6883 | PR | PR
TH000580 | LIFTING ANGLE : TS 600W |  |  |  | 1703.5754 | PR | PR
TH000581 | LIFTING ANGLE : TS 800W |  |  |  | 2199.6994 | PR | PR
TH000583 | LIFTING ANGLE : TX 700W |  |  |  | 1887.1184 | PR | PR
TH000584 | LIFTING ANGLE : TX 900W |  |  |  | 2426.3 | PR | PR
TH001166 | BUSBAR: TS CU 300W 2:10X50 TPN50% 50KA |  |  |  |  | Link | LINKS
TH001168 | BUSBAR: TS CU 300W 2:10X100 TPN50% 50KA |  |  |  |  | Link | LINKS
TH001174 | BUSBAR: TS CU 300W 2:10X150 TPN50% 50KA | 0 | 0 | 27.5407 | 51613.5591 | Link | LINKS
TH001192 | BUSBAR: TS CU 440W 2:10X100 TPN50% 50KA |  |  |  |  | Link | LINKS
TH001214 | BUSBAR: TS CU 600W 2:10X50 TPN50% 50KA |  |  |  |  | Link | LINKS
TH001216 | BUSBAR: TS CU 600W 2:10X100 TPN50% 50KA |  |  |  |  | Link | LINKS
TH001222 | BUSBAR: TS CU 600W 2:10X150 TPN50% 50KA | 0 | 0 | 55.09 | 95003.6611 | Link | LINKS
TH001246 | BUSBAR: TS CU 800W 2:10X150 TPN50% 50KA | 0 | 0 | 78.904 | 133588.0907 | Link | LINKS
TH001363 | BUSBAR: TS AL 600W 2:10X150 TPN50% 50KA |  |  |  |  | Link | LINKS
TH001397 | BUSBAR: TS AL 800W 2:10X150 TPN50% 50KA |  |  |  |  | Link | LINKS
TH001908 | BUSBAR: TX CU 700W 2:10X100 TPN50%N 50KA |  |  |  |  | Link | LINKS
TH001954 | BUSBAR: TX CU 900W 2:10X50 TPN50% 50KA |  |  |  |  | Link | LINKS
TH002086 | BUSBAR: TX AL 900W 2:10X150 TPN50% 50KA |  |  |  |  | Link | LINKS
TH002140 | BUSBAR FISH PLATE - 9:6X150MM PER PH ALUMINIUM |  | 9.683 |  |  | Link | LINKS
TH002141 | BUSBAR FISHPLATES - TPN 50/100 % - CU - 2 : 10 X 50 |  |  |  |  | Link | LINKS
F3U7C021 | EXTRA FOR AOC - 3X5X100 /PH COPPER - 4 POLE - TPN FEEDER 50%N - 2: AOC 300 : Feeder rating = 2000A | 1.608 |  | 8.71 | 15077.1297 | Link | LINKS
TH002144 | BUSBAR FISHPLATES - TPN 50/100 % - CU - 2 : 10 X 150 | 0 | 0 | 21.743 | 34245.225 | Link | LINKS
TH002148 | BUSBAR FISHPLATES - TPN 50/100 % - AL - 2 : 10 X 150 |  | 6.455 |  |  | Link | LINKS
TH002151 | DROPPER: TX AL 630A FRONT 2400H 410MM NIL |  |  |  |  | Link | LINKS
TH002161 | DROPPER: TX AL 630A REAR 2400H 410MM NIL |  |  |  |  | Link | LINKS
TH003981 | D/O (OUTGOING) CONTACT - RATINGS (A) - 135 TP |  |  |  | 3688.22 | IC OG CONTACT | ELECTRICAL
TH003982 | D/O (OUTGOING) CONTACT - RATINGS (A) - 250 TP |  |  |  | 5532.33 | IC OG CONTACT | ELECTRICAL
TH003983 | D/O (OUTGOING) CONTACT - RATINGS (A) - 400 TP |  |  |  | 8289 | IC OG CONTACT | ELECTRICAL
TH003987 | D/O (OUTGOING) CONTACT - RATINGS (A) - 135 TPN |  |  |  | 6634.55 | IC OG CONTACT | ELECTRICAL
TH003988 | D/O (OUTGOING) CONTACT - RATINGS (A) - 250 TPN |  |  |  | 7385.1665 | IC OG CONTACT | ELECTRICAL
TH003989 | D/O (OUTGOING) CONTACT - RATINGS (A) - 400 TPN |  |  |  | 10796.1 | IC OG CONTACT | ELECTRICAL
TH003993 | D/O (INCOMING) CONTACT - RATINGS (A) - 135 TP - TYPE - D/O TYPE - BUS MAT - CU |  |  |  | 1577.62 | IC OG CONTACT | ELECTRICAL
TH003994 | D/O (INCOMING) CONTACT - RATINGS (A) - 250 TP - TYPE - D/O TYPE - BUS MAT - CU |  |  |  |  | IC OG CONTACT | ELECTRICAL
TH003999 | D/O (INCOMING) CONTACT - RATINGS (A) - 135 TPN - TYPE - D/O TYPE - BUS MAT - CU |  |  |  | 3510 | IC OG CONTACT | ELECTRICAL
TH004000 | D/O (INCOMING) CONTACT - RATINGS (A) - 250 TPN - TYPE - D/O TYPE - BUS MAT - CU |  |  |  | 5675.97 | IC OG CONTACT | ELECTRICAL
TH004001 | D/O (INCOMING) CONTACT - RATINGS (A) - 400 TPN - TYPE - D/O TYPE - BUS MAT - CU |  |  |  | 11531.15 | IC OG CONTACT | ELECTRICAL
TH004016 | SIC CONTACTS - SIC SLOT 1 - REQUIRED - SIC SLOT 2 - REQUIRED |  |  |  | 5017.92 | SIC | ELECTRICAL
TH004017A | SIC CONTACTS - SIC SLOT 1 - REQUIRED - SIC SLOT 2 - NOT REQUIRED |  |  |  | 2508.96 | SIC | ELECTRICAL
TH004257 | EXTRA PER AOC - AL - 3P/4P - TPN - 1 : 6.35 X 101.6 - AOC: - 1 |  |  |  |  | LINK | LINKS
TH004260 | EXTRA PER AOC - AL - 3P/4P - TPN - 4 : 6.35 X 152.4 - AOC: - 1 |  | 15.466 |  |  | LINK | LINKS
TH004262 | EXTRA PER AOC - AL - 3P/4P - TPN - 6 : 6.35 X 152.4 - AOC: - 1 |  |  |  |  | LINK | LINKS
TH004278 | CONTROL WIRING FOR ICFEEDER - 2.5 SQ.MM |  |  |  |  | WIre | WIRE
TH004280 | CONTROL WIRING FOR BCFEEDER - 2.5 SQ.MM |  |  |  |  | WIre | WIRE
TH004281 | CONTROL WIRING FOR OUTGOINGFDR - 1.5 SQ.MM |  |  |  | 1009.8 | Wire | WIRE
TH004282 | CONTROL WIRING FOR OUTGOINGFDR - 2.5 SQ.MM |  |  |  | 1657.0575 | Wire | WIRE
TH004283 | CONTROL WIRING FOR DOLFEEDER - 1.5 SQ.MM |  |  |  |  | Wire | WIRE
TH004284 | CONTROL WIRING FOR DOLFEEDER - 2.5 SQ.MM |  |  |  | 1657.0575 | Wire | WIRE
TH004285 | CONTROL WIRING FOR RDOLFEEDER - 1.5 SQ.MM |  |  |  |  | Wire | WIRE
TH004287 | CONTROL WIRING FOR SDFEEDER - 1.5 SQ.MM |  |  |  |  | Wire | WIRE
TH004288 | CONTROL WIRING FOR SDFEEDER - 2.5 SQ.MM |  |  |  |  | WIre | WIRE
TH004291 | CONTROL WIRING COST FOR CONTACTORFDR - 1.5 SQ.MM |  |  |  | 1009.8 | Wire | WIRE
TH004292 | CONTROL WIRING COST FOR TDFEEDER - WIRE SIZE - 2.5 SQ MM |  |  |  |  | Wire | WIRE
TH004295 | CONTROL WIRING COST - WIRE SIZE - 1.5 SQ MM DDOL |  |  |  |  | Wire | WIRE
TH004298 | CONTROL WIRING FOR VTFEEDER - 2.5 SQ.MM |  |  |  |  | WIre | WIRE
TH004299 | CONTROL WIRING COST FOR MTB FEEDER - WIRE SIZE - 1.5 SQ MM |  |  |  | 134.64 | Wire | WIRE
TH004300 | CONTROL WIRING COST FOR MTB FEEDER - WIRE SIZE - 2.5 SQ MM |  |  |  |  | WIRE | WIRE
TH004301 | CONTROL WIRING FOR TRAFOFEEDER - 1.5 SQ.MM |  |  |  |  | Wire | WIRE
TH004302 | CONTROL WIRING FOR TRAFOFEEDER - 2.5 SQ.MM |  |  |  |  | WIRE | WIRE
TH004350 | POWER WIRING FOR ICFEEDER - 315 A TPN 50%N |  |  |  |  | WIre | WIRE
TH004351 | POWER WIRING FOR ICFEEDER - 400 A TPN 50%N |  |  |  |  | WIre | WIRE
TH004445 | POWER WIRING FOR OUTGOINGFDR - 16 A TPN 50%N |  |  |  | 863.54 | Wire | WIRE
TH004446 | POWER WIRING COST FOR OUTGOING FDR - 20 A - TPN FEEDER 50%N |  |  |  |  | WIre | WIRE
TH004448 | POWER WIRING FOR OUTGOINGFDR - 32 A TPN 50%N |  |  |  | 904 | Wire | WIRE
TH004450 | POWER WIRING FOR OUTGOINGFDR - 50 A TPN 50%N |  |  |  | 2327.46 | Wire | WIRE
TH004451 | POWER WIRING FOR OUTGOINGFDR - 63 A TPN 50%N |  |  |  | 2446.6473 | Wire | WIRE
TH004452 | POWER WIRING FOR OUTGOINGFDR - 80 A TPN 50%N |  |  |  | 4754.2 | Wire | WIRE
TH004453 | POWER WIRING FOR OUTGOINGFDR - 100 A TPN 50%N |  |  |  | 4754.2 | Wire | WIRE
TH004454 | POWER WIRING FOR OUTGOINGFDR - 125 A TPN 50%N |  |  |  | 7709 | Wire | WIRE
TH004455 | POWER WIRING COST FOR OUTGOING FDR - 160 A - TPN FEEDER 50%N |  |  |  |  | WIre | WIRE
TH004456 | POWER WIRING FOR OUTGOINGFDR - 200 A TPN 50%N |  |  |  |  | WIre | WIRE
TH004457 | POWER WIRING COST FOR OUTGOINGFDR - 1.5 SQ.MM |  |  |  | 9281.943 | Wire | WIRE
TH004458 | POWER WIRING FOR OUTGOINGFDR - 315 A TPN 50%N |  |  |  |  | WIre | WIRE
TH004459 | POWER WIRING FOR OUTGOINGFDR - 400 A TPN 50%N |  |  |  | 17439.82 | Wire | WIRE
TH004461 | POWER WIRING FOR OUTGOINGFDR - 630 A TPN 50%N |  |  |  |  | Wire | WIRE
TH004476 | POWER WIRING FOR DOLFEEDER - 0.55 KW TP |  |  |  | 383.85 | Wire | WIRE
TH004477 | POWER WIRING FOR DOLFEEDER - 0.75 KW TP |  |  |  | 383.85 | Wire | WIRE
TH004482 | POWER WIRING FOR DOLFEEDER - 1.5 KW TP |  |  |  |  | Wire | WIRE
TH004484 | POWER WIRING FOR DOLFEEDER - 2.2 KW TP |  |  |  | 398 | Wire | WIRE
TH004487 | POWER WIRING FOR DOLFEEDER - 3 KW TP |  |  |  | 383.85 | Wire | WIRE
TH004488 | POWER WIRING FOR DOLFEEDER - 3.7 KW TP |  |  |  |  | Wire | WIRE
TH004492 | POWER WIRING FOR DOLFEEDER - 5.5 KW TP |  |  |  | 383.85 | Wire | WIRE
TH004493 | POWER WIRING COST - 0.37 KW |  |  |  |  | WIre | WIRE
TH004496 | POWER WIRING COST - 13.0 KW |  |  |  |  | WIre | WIRE
TH004497 | POWER WIRING FOR DOLFEEDER - 15 KW TP |  |  |  | 849 | Wire | WIRE
TH004498 | POWER WIRING FOR DOLFEEDER - 18.5 KW TP |  |  |  | 1586 | Wire | WIRE
TH004500 | POWER WIRING COST - 26.0 KW |  |  |  |  | WIre | WIRE
TH004501 | POWER WIRING COST - 30.0 KW |  |  |  |  | WIre | WIRE
TH004503 | POWER WIRING COST - 37 KW |  |  |  |  | WIre | WIRE
TH004505 | POWER WIRING FOR DOLFEEDER - 45 KW TP |  |  |  | 5519 | Wire | WIRE
TH004508 | POWER WIRING COST - 55 KW |  |  |  |  | WIre | WIRE
TH004510 | POWER WIRING FOR DOLFEEDER - 75 KW TP |  |  |  | 7690.65 | Wire | WIRE
TH004512 | POWER WIRING COST - 90 KW |  |  |  |  | Wire | WIRE
TH004513 | POWER WIRING COST - 110 KW |  |  |  |  | Wire | WIRE
TH004517 | POWER WIRING COST - 132 KW |  |  |  |  | Wire | WIRE
TH004552 | POWER WIRING FOR RDOLFEEDER - 3.7 KW TP |  |  |  |  | Wire | WIRE
TH004629 | POWER WIRING FOR SDFEEDER - 30 KW TP |  |  |  |  | WIre | WIRE
TH004641 | POWER WIRING COST FOR SDFEEDER - FEEDER RATING - 110 KW |  |  |  |  | WIRE | WIRE
TH004808 | POWER WIRING FOR MPCBDOL - 3.7 KW TP |  |  |  |  | Wire | WIRE
TH004813 | POWER WIRING FOR MPCBDOL - 7.5 KW TP |  |  |  |  | Wire | WIRE
TH004817 | POWER WIRING FOR MPCBDOL - 15 KW TP |  |  |  |  | Wire | WIRE
TH004818 | POWER WIRING FOR MPCBDOL - 18.5 KW TP |  |  |  |  | Wire | WIRE
TH004819 | POWER WIRING FOR MPCBDOL - 22.5 KW TP |  |  |  |  | Wire | WIRE
TH004947 | INTERFACE MODULE - NO OF Q WIDTH MODULES - 00 - NO OF H WIDTH MODULES - 01,02 |  |  |  |  | IC OG CONTACT | ELECTRICAL
TH005176 | CONTROL WIRING FOR ACB FEEDER |  |  |  | 27891 | Wire | WIRE
TH005177 | CONTROL WIRING COST FOR OUTGOINGFDR - 1.5 SQ.MM |  |  |  | 20637.75 | Wire | WIRE
TH005180 | TS CONTROL WIRING - IN SUP PANEL WITH RELAY FOR INCOMER FEEDER 1.5SQ.MM |  |  |  |  | Wire | WIRE
TH005187 | TS CONTROL WIRING - IN NON SUP PANEL WITH RELAY FOR BUS COUPLER FEEDER 1.5SQ.MM |  |  |  | 39416.1 | Wire | WIRE
TH005188 | TS CONTROL WIRING - IN NON SUP PANEL WITH RELAY FOR INCOMER FEEDER 1.5SQ.MM |  |  |  | 33084.6 | Wire | WIRE
TH005189 | TS CONTROL WIRING - IN NON SUP PANEL WITH RELAY FOR OUTGOING FEEDER 1.5SQ.MM |  |  |  | 19716 | Wire | WIRE
TH007032 | Incoming Links - Single -Middle-4:6X75-AL-4P-50% N-Bus PKT: DDNIL : Feeder rating = 1250A |  |  |  |  | Link | LINKS
TH007048 | Incoming Links - Single -Middle-6:6X100-AL-4P-50% N-Bus PKT: DDNIL : Feeder rating = 2000A | 4.291 | 45.137 |  |  | Link | LINKS
TH008061 | Outgoing (Cable) Links - Single -Middle - 4:6X150 - 4P - 50% N - Bus PKT:DDIL | 8.494 | 23.968 |  |  | Link | LINKS
TH013932 | BUSBAR: TX CU 900W 1:10X50 TPN50% 50KA | 10.2319 | 0 | 15.84 | 38910.56 | Link | LINKS
TH013948 | VERT EBAR : TX 6X38 CU 2400 H SF |  |  |  |  | Link | LINKS
TH013949 | VERT EBAR : TX 6X38 CU 2400 H DF |  |  | 8.945 |  | Link | LINKS
F3U7C025 | EXTRA FOR AOC - 3X5X100 /PH COPPER - 4 POLE - TPN FEEDER 50%N - 2: AOC 300 : Feeder rating = 2000A |  |  | 22.85 | 37482.1588 | Link | LINKS
TH000209 | HORZ EBAR : TS 2:6X50 AL 800W |  | 1.388 |  | 1026.43 | Link | LINKS
TH014007 | BUSBAR: TS CU 300W 1:10X50 TPN50% 50KA | 0 | 0 | 5.516 | 15022.56 | Link | LINKS
TH014009 | BUSBAR: TS CU 600W 1:10X50 TPN50% 50KA | 0 | 0 | 10.48 | 22873.62 | Link | LINKS
TH014845 | RIGHT END COVERS : TX 1144D 2400H |  |  |  |  | MS | MS
TH000210 | HORZ EBAR : TS 2:6X50 AL 600W |  | 1.041 |  | 769.82 | Link | LINKS
TH014864 | STRUCTURE : TS 2400H 300W 1144D 310BB | 164.001 | 0 | 0 | 76348.8 | MS | MS
TH000211 | HORZ EBAR : TS 2:6X50 AL 440W |  | 0.763 |  | 564.24 | Link | LINKS
TH014969 | DROPPER: TX AL 800A FRONT 2400H 410MM NIL |  |  |  |  | Link | LINKS
TH014979 | DROPPER: TX AL 800A REAR 2400H 410MM NIL |  |  |  |  | Link | LINKS
TH014999 | DROPPERS FRONT - TX MCC 160 DESIGN - 2400 mm - |  |  |  |  | Link | LINKS
TH015019 | STRUCTURE : TX 2400H 900W 644D 310BB |  |  |  |  | MS | MS
TH015022 | STRUCTURE : TX 2400H 700W 1044D 310BB | 245.805 |  |  | 103485.7585 | MS | MS
TH000235 | HORZ EBAR : TX 2:6X50 AL 900W SF/DF |  | 1.562 |  | 1155.1 | Link | LINKS
TH015031 | DOL FEEDER - TX - FEEDER SIZE (MM) - 160 - FEEDER W - - F |  |  |  |  | MS | MS
TH015034 | DOL FEEDER - TX - FEEDER SIZE (MM) - 240 - FEEDER W - - F |  |  |  |  | MS | MS
TH015035 | DOL FEEDER - TX - FEEDER SIZE (MM) - 320 - FEEDER W - - F |  |  |  |  | MS | MS
TH015037 | DOL FEEDER - TX - FEEDER SIZE (MM) - 480 - FEEDER W - - F |  |  |  |  | MS | MS
TH015039 | DOL FEEDER - TX - FEEDER SIZE (MM) - 640 - FEEDER W - - F |  |  |  |  | MS | MS
TH000256 | VERT EBAR : TX 6X40 AL 2400 H DF |  | 2.762 |  | 2042.499 | Link | LINKS
TH000263 | EBAR FISHPLATE: TS - 2 : 6 X 50 - AL |  | 0.174 |  | 128.67 | Link | LINKS
TH015045 | ^ DOL FEEDER - FORM-IV - 400- FEEDER W - - F |  |  |  | 18191 | MS | MS
TH015047 | ^ DOL FEEDER - FORM-IV - 560- FEEDER W - - F |  |  |  | 21344 | MS | MS
TH015048 | ^ DOL FEEDER - FORM-IV - 640- FEEDER W - - F | 33.2682 | 0 | 0 | 16355.68 | MS | MS
TH015066 | ^ RDOL FEEDER - FORM-IV - 320- FEEDER W - - F |  |  |  |  | MS | MS
TH015082 | SD FEEDER - TX - FEEDER SIZE (MM) - 560 - FEEDER W - - F |  |  |  |  | MS | MS
TH015097 | POWER WIRING COST FOR SDFEEDER - FEEDER RATING - 132 KW |  |  |  |  | Wire | WIRE
TH015132 | VACANTFEEDER_160MM |  |  |  |  | MS | MS
TH015135 | VACANTFEEDER_240MM |  |  |  |  | MS | MS
TH015136 | VACANTFEEDER_A 320MM |  |  |  |  | MS | MS
TH000554 | AOC : TS 2400H 600W AOC-1 | 35.802 |  |  | 12691.652 | MS | MS
TH000562 | AOC : TS 2400H 600W AOC-2 | 71.604 |  |  | 12691.65 | MS | MS
TH001197 | BUSBAR: TS CU 440W 2:10X100 TPN50% 65KA |  |  | 27.286 | 50291.76 | Link | LINKS
TH015146 | VACANTFEEDER 400MM | 9.545 |  |  | 3899.1056 | MS | MS
TH015147 | ^ VACANT FEEDER - FORM-IV - 480- FEEDER W - - F -V | 9.962 |  |  |  | MS | MS
TH001221 | BUSBAR: TS CU 600W 2:10X100 TPN50% 65KA |  |  | 36.74 | 67974.17 | Link | LINKS
TH015161 | BC FEEDER - TX - FEEDER SIZE (MM) - 560 - FEEDER W - - F |  |  |  |  | MS | MS
TH015201 | CONTACTOR FEEDER - TX - FEEDER SIZE (MM) - 240 - FEEDER W - - F |  |  |  |  | MS | MS
TH015211 | ^ CONTACTOR FEEDER - FORM-IV - 320- FEEDER W - - F | 21.351 |  |  |  | MS | MS
TH001245 | BUSBAR: TS CU 800W 2:10X100 TPN50% 65KA |  |  | 49.14 | 87504.17 | Link | LINKS
TH015229 | IC FEEDER - TX - FEEDER SIZE (MM) - 640 - FEEDER W - - F |  |  |  |  | MS | MS
TH015239 | ^ IC FEEDER - FORM-IV - 720- FEEDER W - - F |  |  |  |  | MS | MS
TH015247 | GENERAL FEEDER - 320MM FULL - #FORM_SEPARATION_T# | 21.351 |  |  | 11732.1055 | MS | MS
TH015256 | ^ MTB FEEDER - FORM-IV - 320- FEEDER W - - F | 35 |  |  | 12275.5916 | MS | MS
TH015272 | VT FEEDER D/O |  |  |  |  | MS | MS
TH015279 | GENERAL FEEDER - 400MM FULL - #FORM_SEPARATION_T# |  |  |  |  | MS | MS
TH002143 | BUSBAR FISHPLATES - TPN 50/100 % - CU - 2 : 10 X 100 |  |  | 16.307 |  | Link | LINKS
TH015314 | FEEDER - FORM-IV - 720- FEEDER W - - F |  |  |  |  | MS | MS
TH015465 | OUTGOING FEEDER - TX - FEEDER SIZE (MM) - 160 - FEEDER W - - F |  |  |  |  | MS | MS
TH013957 | DROPPER: TX CU 1000A FRONT 2400H 310MM NIL | 12.4084 | 0 | 52.52 | 103604.71 | Link | LINKS
TH015469 | OUTGOING FEEDER - TX - FEEDER SIZE (MM) - 320 - FEEDER W - - F |  |  |  |  | MS | MS
TH015470 | OUTGOING FEEDER - TX - FEEDER SIZE (MM) - 400 - FEEDER W - - F |  |  |  |  | MS | MS
TH015471 | OUTGOING FEEDER - TX - FEEDER SIZE (MM) - 480 - FEEDER W - - F |  |  |  |  | MS | MS
TH015472 | OUTGOING FEEDER - TX - FEEDER SIZE (MM) - 560 - FEEDER W - - F |  |  |  |  | MS | MS
TH015473 | TRAFO FEEDER - 640MM FULL - #FORM_SEPARATION_T# |  |  |  |  | MS | MS
TH013967 | DROPPER: TX CU 1000A REAR 2400H 310MM NIL | 12.4084 | 0 | 52.52 | 103604.71 | Link | LINKS
TH015478 | OUTGOING FEEDER - FORM-IV - 320- FEEDER W - - F | 21.351 | 0 | 0 | 12275.59 | MS | MS
TH014849 | LEFT END COVERS : TS 1144D 2400H | 42.319 |  |  |  | MS | MS
TH015480 | OUTGOING FEEDER - FORM-IV - 480- FEEDER W - - F |  |  |  | 21287.7134 | IC OG CONTACT | ELECTRICAL
TH015482 | OUTGOING FEEDER - FORM-IV - 640- FEEDER W - - F | 33.2682 | 0 | 0 | 16355.68 | MS | MS
TH015483 | GENERAL FEEDER - 720MM FULL - #FORM_SEPARATION_T# |  |  |  | 24838 | MS | MS
TH027376 | VACANTFEEDER_A 80MM | 6.418 |  |  | 3976.32 | MS | MS
TH029147 | D/O (INCOMING) CONTACT - RATINGS (A) - 135 DP BUS MAT - CU |  |  |  |  | IC OG CONTACT | ELECTRICAL
TH030093 | POWER WIRING FOR OUTGOINGFDR 50 A -TP |  |  |  |  | Wire | WIRE
TH030094 | POWER WIRING COST FOR C FEEDER |  |  |  |  | Wire | WIRE
TH030096 | POWER WIRING FOR OUTGOINGFDR 100 A -TP |  |  |  |  | Wire | WIRE
TH030297 | CONTROL WIRING COST FOR ICFEEDER - 1.5 SQ.MM |  |  |  |  | Wire | WIRE
TH030298 | CONTROL WIRING COST FOR ICFEEDER - 2.5 SQ.MM |  |  |  |  | Wire | WIRE
TH030301 | CONTROL WIRING COST FOR OUTGOINGFDR - 1.5 SQ.MM |  |  |  |  | Wire | WIRE
TH030377 | POWER WIRING FOR BCFEEDER -315 A TPN 50%N |  |  |  |  | WIre | WIRE
TH030380 | POWER WIRING COST FOR BUSCOUPLER FDR - 800 A,TPN FEEDER 50%N |  |  |  |  | WIREP | WIRE
TH030383 | HORZ EBAR : TS 1:6X50 TINCU 600W |  |  |  |  | Link | LINKS
TH030387 | HORZ EBAR : TS 2:6X50 TINCU 800W |  |  |  | 7471.95 | Link | LINKS
TH030388 | HORZ EBAR : TS 2:6X50 TINCU 600W |  |  |  | 5604.78 | Link | LINKS
TH030389 | HORZ EBAR : TS 2:6X50 TINCU 440W |  |  |  | 4110.39 | Link | LINKS
TH030397 | HORZ EBAR : TX 2:6X50 TINCU 700W SF |  |  |  | 6538.365 | Link | LINKS
TH030399 | VERT EBAR : TS 6X38 TINCU 2200 H |  |  |  |  | Link | LINKS
TH030400 | VERT EBAR : TX MCC 160 DESIGN - TINNED CU - H - 2400 mm - BUS COMPT SIZE (MM) - 310 mm - SIZE - 5 X 25 MM |  |  |  | 7063.2 | Link | LINKS
TH030407 | EBAR FISHPLATE: TS - 1 : 6 X 50 - TIN CU |  |  |  |  | Link | LINKS
TH030408 | EBAR FISHPLATE: TS - 2 : 6 X 50 - TIN CU |  |  |  | 933.585 | Link | LINKS
TH030411 | EBAR FISHPLATE: TX - 1 : 6 X 50 - TIN CU |  |  | 0.286 |  | Link | LINKS
TH030412 | EBAR FISHPLATE: TX - 2 : 6 X 50 - TIN CU - DF |  |  |  | 933.585 | Link | LINKS
TH030489 | BUSBAR: TS TINCU 440W 2:10X100 TPN100% 80KA |  |  |  | 59747.2667 | Link | LINKS
TH030501 | BUSBAR: TS TINCU 600W 2:10X100 TPN100% 80KA |  |  |  | 81654.3184 | Link | LINKS
TH030513 | BUSBAR: TS TINCU 800W 2:10X100 TPN100% 80KA |  |  |  | 110892.482 | Link | LINKS
TH030657 | BUSBAR: TX TINCU 700W 2:10X100 TPN100%N 80KA |  |  |  | 91454.7702 | Link | LINKS
TH030779 | BUSBAR FISHPLATES - TPN 50/100 % - TIN CU - 2 : 10 X 100 |  |  |  | 26661.945 | Link | LINKS
TH031231 | VERT EBAR : TX MCC 160 DESIGN - TINNED CU - H - 2400 mm - BUS COMPT SIZE (MM) - 310 mm - SIZE - 5 X 25 MM |  |  |  | 7312.1614 | Link | LINKS
TH031235 | DROPPER: TX TINCU 1000A FRONT 2400H 310MM NIL |  |  |  | 104415.9442 | Link | LINKS
TH031403 | BUSBAR: TS TINCU 600W 1:10X50 TPN100% 80KA |  |  |  |  | Link | LINKS
TH031562 | AUX BUS : TS TIN CU 4:16 SQMM 310BB 600W |  |  |  | 2910.7137 | PR | PR
TH031563 | AUX BUS : TS TIN CU 4:16 SQMM 310BB 440W |  |  |  | 2118.1612 | PR | PR
TH031564 | AUX BUS : TS TIN CU 4:16 SQMM 310BB 800W |  |  |  | 3671.257 | PR | PR
TH031711 | AUX BUS : TS TIN CU 4:16 SQMM 310BB 700W |  |  |  | 3254.6857 | PR | PR
TH031952 | NONACB FEEDER H 240 F W 600 D 1044 | 16.54 | 0.96 | 0 | 6272.248 | MS | MS
TH031956 | NONACB FEEDER H 300 F W 600 D 1044 | 17.367 | 1.008 | 0 | 6585.8604 | MS | MS
TH031968 | NONACB FEEDER H 480 F W 600 D 1044 |  |  |  |  | MS | MS
TH032104 | DROPPER TS PCC Design NOT APPLICABLE - DDNIL - 410 mm - H 2400 mm |  |  |  |  | Link | LINKS
TH032108 | DROPPER: TS60 10X50 CU 100%N DDNIL 2400 H 410BB | 29.397 | 3.976 | 44.944 | 92093.92 | Link | LINKS
TH032153 | TF CONTROL WIRING: SUP PANEL WITH RELEASE FOR BUS COUPLER FEEDER 800MM 1.5SQMM |  |  |  |  | Wire | WIRE
TH032154 | TF CONTROL WIRING: SUP PANEL WITH RELEASE FOR INCOMER FEEDER 800MM 1.5SQMM |  |  |  |  | Wire | WIRE
TH032156 | TF CONTROL WIRING: SUP PANEL WITH RELEASE FOR MOTOR FEEDER 800MM 1.5SQMM |  |  |  |  | Wire | WIRE
TH032157 | CONTROL WIRING COST FOR E-802-AB |  |  |  |  | WIre | WIRE
TH032158 | [5 empty] | Wire | WIRE
TH032159 | CONTROL WIRING COST FOR ACB O/G |  |  |  |  | Wire | WIRE
TH032161 | [5 empty] | Wire | WIRE
TH032163 | [5 empty] | Wire | WIRE
TH032165 | CONTROL WIRING COST FOR ACB B/C |  |  |  |  | Wire | WIRE
TH032166 | [5 empty] | Wire | WIRE
TH032167 | CONTROL WIRING COST FOR ACB O/G |  |  |  |  | Wire | WIRE
TH032168 | TF CONTROL WIRING: NON SUP PANEL WITH RELAY FOR MOTOR FEEDER 800MM 1.5SQMM |  |  |  |  | Wire | WIRE
TH032184 | STRUCTURE : TS 2400H 300W 1044D 410BB | 154.21 | 0 | 0 | 77621.5623 | MS | MS
TH032186 | STRUCTURE : TS 2400H 600W 1044D 410BB | 209.964 | 0 | 0 | 114170.937 | MS | MS
TH032187 | STRUCTURE : TS 2400H 800W 1044D 410BB | 286.6676 | 0 | 0 | 135100.0186 | MS | MS
TH032191 | STRUCTURE : TS 2400H 600W 1144D 410BB |  |  |  |  | MS | MS
TH032192 | STRUCTURE : TS 2400H 800W 1144D 410BB |  |  |  |  | MS | MS
TH032210 | STRUCTURE : TX 2400H 900W 1144D 410BB |  |  |  |  | MS | MS
TH032241 | POWER WIRING COST FOR OUTGOING FDR - 32 A - TPN FEEDER 100%N |  |  |  | 1201.6518 | Wire | WIRE
TH032244 | POWER WIRING COST FOR OUTGOING FDR - 63 A - TPN FEEDER 100%N |  |  |  | 3254.0409 | Wire | WIRE
TH032246 | POWER WIRING COST FOR OUTGOING FDR - 100 A - TPN FEEDER 100%N |  |  |  | 6642.2466 | Wire | WIRE
TH032249 | POWER WIRING COST FOR OUTGOING FDR - 200 A - TPN FEEDER 100%N |  |  |  | 10642.2278 | Wire | WIRE
TH032276 | POWER WIRING COST FOR BUSCOUPLER FDR - 800 A,TPN FEEDER 50%N |  |  |  | 12115.9656 | Wire | WIRE
TH032337 | POWER WIRING COST FOR 5KVAR CAPACITOR FEEDER |  |  |  |  | Wire | WIRE
TH032341 | POWER WIRING COST - WIRE SIZE D FEEDER 22KW |  |  |  |  | WIREP | WIRE
TH032350 | POWER WIRING COST FOR DD - 55 KW |  |  |  |  | WIREP | WIRE
TH032352 | POWER WIRING FOR CONTFEEDER |  |  |  |  | WIre | WIRE
TH032394 | POWER WIRING COST - 11.0 KW |  |  |  |  | Wire | WIRE
TH032443 | POWER WIRING FOR SDFEEDER - 18.5 KW TPN 50%N |  |  |  |  | WIre | WIRE
TH032448 | POWER WIRING FOR SDFEEDER - 37 KW TPN 50%N |  |  |  |  | WIre | WIRE
TH032455 | POWER WIRING FOR SDFEEDER - 75 KW TPN 50%N |  |  |  |  | WIre | WIRE
TH032836 | POWER WIRING COST FOR E-123-C |  |  |  |  | Wire | WIRE
TH032837 | POWER WIRING COST - WIRE SIZE C FEEDER 4-6.3A |  |  |  |  | WIREP | WIRE
TH032842 | POWER WIRING COST - WIRE SIZE C FEEDER 6.3-10A |  |  |  |  | WIREP | WIRE
TH032843 | POWER WIRING COST 7.5KW CONT |  |  |  |  | Wire | WIRE
TH032844 | POWER WIRING FOR CONTFEEDER - 3 KW TPN 50%N |  |  |  |  | Wire | WIRE
TH032845 | POWER WIRING COST - WIRE SIZE C FEEDER 11-16A |  |  |  |  | WIREP | WIRE
TH032849 | POWER WIRING COST - WIRE SIZE C FEEDER 16-40A |  |  |  |  | WIREP | WIRE
TH032851 | POWER WIRING COST - WIRE SIZE C FEEDER 26-63A |  |  |  |  | WIREP | WIRE
TH032853 | POWER WIRING COST 63A CONT FEEDER |  |  |  |  | Wire | WIRE
TH032854 | POWER WIRING COST CONT 63A TP |  |  |  |  | Wire | WIRE
TH032941 | IC LINKS:SINGLE MIDDLE 440W 2X5X65 CU 3P50%N 310 MM NIL : Feeder rating = 1000A | 19.111 |  | 27.472 |  | Link | LINKS
TH032969 | IC LINKS: TOP TIER 2X5X65 CU 4P50%N 410 MM NIL | 12.207 | 0 | 16.906 | 35934.5974 | Link | LINKS
TH032979 | IC LINKS: TWO TIER MIDDLE 2X5X65 CU 4P50%N 310 MM NIL | 26.703 | 8.328 | 78.513 | 148113.7721 | Link | LINKS
TH033027 | IC LINKS: SINGLE MIDDLE 3X5X65 CU 4P50%N 310 MM NIL : Feeder rating = 1250A | 12.876 | 0 | 34.681 | 65110.26 | Link | LINKS
TH033139 | IC LINKS: SINGLE MIDDLE 6X5X100 CU 3P50%N 310 MM NIL : Feeder rating = 3200A |  |  |  |  | Link | LINKS
TH033149 | IC LINKS: SINGLE MIDDLE 6X5X100 CU 4P50%N 410 MM NIL | 0 | 0 | 78.904 | 234795.1088 | Link | LINKS
TH014856 | ^ HOODS : TSW - (MM)800 - D - 1144 | 11.578 |  |  | 2715.53 | MS | MS
TH033196 | OG CABLE LINKS: 1X5X100 CU 4P 50%N | 33.244 | 0 | 10.302 | 33252.0342 | Link | LINKS
TH033214 | DUCT LINKS THROUGH AOC - 4X5X165 COPPER - 3 POLE - 1: AOC 300 : Feeder rating = 3200A |  |  |  |  | Link | LINKS
TH033236 | OG CABLE LINKS: 4X5X165 CU 4P 50%N | 14.841 | 0 | 79.378 | 140197.639 | Link | LINKS
TH033296 | BC LINKS: 2X5X65 CU 4P 50%N 310 MM NIL : Feeder rating = 1250A | 59.396 | 0 | 59.427 | 126901.95 | Link | LINKS
TH033366 | BC LINKS: 6X5X100 CU 3P 50%N 310 MM NIL : Feeder rating = 3200A |  |  |  |  | Link | LINKS
TH033473 | IC LINKS: SINGLE MIDDLE 2X5X65 TINCU 4P100%N 310 MM NIL : Feeder rating = 630A |  |  |  | 52701.2392 | Link | LINKS
TH033617 | IC LINKS: SINGLE MIDDLE 6X5X65 TINCU 4P100%N 310 MM NIL : Feeder rating = 2000A |  |  |  | 127402.7542 | Link | LINKS
TH033706 | OG CABLE LINKS: 1X5X100 TINCU 4P 100%N : Feeder rating = 630A |  |  |  | 33870.1542 | Link | LINKS
TH033716 | OG CABLE LINKS: 3X5X100 TINCU 4P 100%N : Feeder rating = 2000A |  |  |  | 67693.3992 | Link | LINKS
TH033869 | BC LINKS: 5X5X65 TINCU 4P 100%N 310 MM NIL : Feeder rating = 2000A |  |  |  | 326030.1443 | Link | LINKS
TH034068 | EXTRA LINK PER AOC |  |  |  |  | Link | LINKS
TH034090 | 1 AOC OG CABLE LINKS: 4X5X165 CU 4P 50%N | 6.679 | 0 | 35.72 | 63088.9376 | Link | LINKS
TH034130 | 1 AOC OG CABLE LINKS: 3X5X100 TINCU 4P 100%N : Feeder rating = 2000A |  |  |  | 30462.0297 | Link | LINKS
TH034383 | CONTROL WIRING COST FOR ACB I/C |  |  |  |  | Wire | WIRE
TH034384 | CONTROL WIRING COST FOR ACB B/C |  |  |  |  | Wire | WIRE
TH034385 | CONTROL WIRING E-221-AI |  |  |  | 48887.55 | Wire | WIRE
TH034387 | CONTROL WIRING COST E-231-AI |  |  |  | 52407.57 | Wire | WIRE
TH034390 | TF CONTROL WIRING: SUP PANEL WITH RELEASE FOR BUS COUPLER FEEDER 1350MM 1.5SQMM |  |  |  |  | WIRE | WIRE
TH034391 | CONTROL WIRING COST E-334-AI |  |  |  |  | WIRE | WIRE
TH034498 | TF CONTROL WIRING: SUP PANEL WITH RELAY FOR INCOMER FEEDER 800MM 2.5SQMM |  |  |  | 57865.5 | Wire | WIRE
TH034502 | CONTROL WIRING COST FOR 800A 4P,50KA |  |  |  |  | Wire | WIRE
TH034503 | TF CONTROL WIRING: NON SUP PANEL WITH RELEASE FOR OUTGOING FEEDER 800MM 2.5SQMM |  |  |  |  | Wire | WIRE
TH034511 | TF CONTROL WIRING: SUP PANEL WITH RELAY FOR INCOMER FEEDER 1050MM 2.5SQMM |  |  |  |  | Wire | WIRE
TH034513 | CONTROL WIRING E-221-AI 2.5sqmm |  |  |  |  | WIRE | WIRE
TH034515 | CONTROL WIRING COST E-231-AI 2.5sqmm |  |  |  |  | WIRE | WIRE
TH034516 | CONTROL WIRING COST E-222-AB 2.5sqmm |  |  |  |  | WIRE | WIRE
TH034526 | BUSBAR FISHPLATES - TPN 50/100 % - CU - 2 : 10 X 150 | 0 | 0 | 21.743 | 34245.225 | Link | LINKS
TH034530 | BUSBAR FISHPLATES - TPN 50/100 % - CU - 1 : 10 X 50 | 0 | 0 | 25.696 | 40640.8 | Link | LINKS
TH034532 | BUSBAR FISHPLATES - TPN 50/100 % - TIN CU - 1 : 10 X 50 |  |  |  |  | Link | LINKS
TH034549 | BUSBAR FISH PLATE - 9:6X150MM PER N COPPER |  |  | 24.461 |  | Link | LINKS
TH034610 | MCCB 200/250A LINKS CU 600 W 4P 100%N | 5.0496 | 0 | 6.54 | 12450.6498 | Link | LINKS
TH034695 | DROPPER: TS60 2X10X50 CU 50%N DDNIL 2400 H 410BB | 55.854 | 7.554 | 85.394 | 174978.448 | Link | LINKS
TH034726 | DROPPER: TS60 10X50 TIN CU 100%N DDNIL 2200 H 310BB |  |  |  |  | Link | LINKS
TH034759 | TS CONTROL WIRING - IN SUP PANEL WITH RELAY FOR BUS COUPLER FEEDER 2.5SQ.MM |  |  |  |  | WIRE | WIRE
TH034760 | TS CONTROL WIRING - IN SUP PANEL WITH RELAY FOR INCOMER FEEDER 2.5SQ.MM |  |  |  |  | WIRE | WIRE
TH034767 | TS CONTROL WIRING - IN NON SUP PANEL WITH RELAY FOR BUS COUPLER FEEDER 2.5SQ.MM |  |  |  | 33193.44 | Wire | WIRE
TH034768 | TS CONTROL WIRING - IN NON SUP PANEL WITH RELAY FOR INCOMER FEEDER 2.5SQ.MM |  |  |  |  | Wire | WIRE
TH034769 | TS CONTROL WIRING - IN NON SUP PANEL WITH RELAY FOR OUTGOING FEEDER 2.5SQ.MM |  |  |  |  | WIRE | WIRE
TH014865 | STRUCTURE : TS 2400H 440W 1144D 310BB | 180.152 |  |  | 103132.97 | MS | MS
TH034915 | VERT EBAR : TX 5X25 CU 2400 H SF |  |  |  |  | Link | LINKS
TH034916 | VERT EBAR : TX 5X25 CU 2400 H DF | 0 | 0 | 8.9445 | 10238.3305 | Link | LINKS
ZA010001 | ADDITIONAL COST FOR NTPC FORM-4-200MM | 4.3 |  |  | 906 | MS | MS
ZA010002 | ADDITIONAL COST FOR NTPC FORM-4-300MM | 2.3 |  |  | 672 | MS | MS
ZA010003 | ADDITIONAL COST FOR NTPC FORM 4 400MM | 1.4 |  |  | 520 | MS | MS
ZA010004 | ADDITIONAL COST FOR NTPC FORM-4-400MM | 6.2 |  |  |  | MS | MS
ZA010005 | ADDITIONAL COST FOR NTPC FORM-IV-500MM | 1.7 |  |  | 536 | MS | MS
ZA010006 | ADDITIONAL COST FOR NTPC FORM -4-500MM |  |  |  |  | MS | MS
ZA010008 | ADDITIONAL COST FOR NTPC FORM-4-500MM | 8.5 |  |  |  | MS | MS
ZA010009 | ADDITIONAL COST FOR NTPC FORM-4-600MM | 1.4 |  |  |  | MS | MS
ZA010014 | ADDITIONAL COST FOR NTPC FORM-4-800MM | 7.7 |  |  | 1975 | MS | MS
ZA020001 | ADDITIONAL COST FOR NTPC FORM-4-200MM | 6.2 |  |  |  | MS | MS
ZA020003 | ADDITIONAL COST FOR NTPC FORM-4-300MM | 4.4 |  |  |  | MS | MS
ZA020004 | ADDITIONAL COST FOR NTPC FORM-4-400MM | 1.4 |  |  |  | MS | MS
ZA020006 | ADDITIONAL COST FOR NTPC FORM-4-700MM | 0.6 |  |  |  | MS | MS
ZA030002 | ADDITIONAL COST FOR NTPC FORM-4 |  |  |  |  | LABOUR | VENDOR LABOUR
F3120410 | 1: AOC FOR 600W | 32 |  |  |  | MS | MS
F31D0205 | BUSBAR-6:6X150MM AL TPN 100%N 600W |  |  |  |  | Link | LINKS
F31D0206 | BUSBAR-6:6X150MM AL TPN 100%N 800W |  |  |  |  | Link | LINKS
F31D0208 | BUSBAR-6:6X150MM AL TPN 100%N 320W | 3.824 | 18.72 |  |  | Link | LINKS
F31D0210 | BUSBAR-6:6X150MM AL TPN 100%N 100W |  |  |  |  | Link | LINKS
F350A110 | DROPPER- TF3, 2:6X100 AL/PH TPN 100%N FN/MCCB TIER-2 | 8.073 | 12.32 |  |  | Link | LINKS
F351A110 | DROPPER- TF3, 2:6X100 AL/PH TPN 100%N FN/MCCB TIER-3 | 8.073 | 12.32 |  |  | Link | LINKS
F3A10102 | I/C DROPPER LINKS 1000A,3P AL (2:6/50 AL) : Feeder rating = 1000A | 11.111 | 6.926 |  |  | Link | LINKS
F3B10114 | OG CABLE LINK 1000A,3P AL (2:6/75 AL) : Feeder rating = 1000A | 6.928 | 6.195 |  |  | Link | LINKS
F3D10120 | 2000A,4P AL (4:6/100 AL) : Feeder rating = 2000A |  |  |  |  | Link | LINKS
F3E10110 | O/G CABLE N LINK TF3 1000A,3P AL (1:6/100 AL) TPN 100%N : Feeder rating = 1000A |  | 2.01 |  |  | Link | LINKS
F3E10115 | NEUTRAL CABLE/DUCT LINKS - 3X6X150 AL 4 POLE - TPN FEEDER 100%N : Feeder rating = 3000A |  |  |  |  | Link | LINKS
PKG00491 | TF3 CRATE PKG 2430 H 1520 W 1744 D ALL |  |  |  |  | PKG | PACKING
Q3110115 | POWER WIRING 160A-TPN 100%N |  |  |  |  | Wire | WIRE
AB640025 | OMEGA ELECTRICAL D/O ACB FR-I 3P 2000-2500 S |  |  |  |  | ACB | ELECTRICAL
C1130101X3FN | HF FUSE FOR FN63 SWITCH (TRIPPLE POLE) : 2A |  |  |  |  | FUSE | ELECTRICAL
C2010410 | PRECISE, EPOXY CL1, 10VA, UPTO 40/1A |  |  |  |  | CT VT | ELECTRICAL
C2010411 | PRECISE, EPOXY CL1, 10VA, 60/1A |  |  |  |  | CT VT | ELECTRICAL
C2010412 | PRECISE, EPOXY CL1, 10VA, 75/1A |  |  |  |  | CT VT | ELECTRICAL
C2010413 | PRECISE, EPOXY CL1, 10VA, 100-175/1A |  |  |  |  | CT VT | ELECTRICAL
C2360101 | 110V,SYNCHROSCOPE,144 SIZE |  |  |  |  | METER | ELECTRICAL
C2360104 | DIFFERNTIAL VOLTMETER(FSD 240DEG.) |  |  |  |  | METER | ELECTRICAL
C2760110 | EXORA MCB 2P 40A "C" Curve 10kA |  |  |  |  | MCB | ELECTRICAL
C2760132 | EXORA MCB 2P 2A "C" Curve 10kA |  |  |  |  | MCB | ELECTRICAL
F31C0229 | BUSBAR-3:6X100MM AL TPN 50%N 800W 65KA | 3.8243 | 16.258 |  |  | Link | LINKS
F31C0349 | BUSBAR-3:6X100MM AL TPN 50%N 30W 65KA | ? | ? |  |  | Link | LINKS
F3A60119 | I/C DIRECT LINK 2000A,3P AL BOTTOM BB : Feeder rating = 1600A | 8.8 | 19.7 |  |  | Link | LINKS
Q3020103 | TRAFO FEEDER - 700MM FULL - #FORM_SEPARATION_T# | 22.6 |  |  |  | MS | MS
Q3310138 | DROPPER : TQ3 FRONT 12X50 AL TPN 50%N FORM III 65KA |  | 12.768 |  |  | Link | LINKS
Q3310140 | DROPPER : TQ3 REAR 12X50 AL TPN 50%N FORM III 65KA |  | 12.768 |  |  | Link | LINKS
C2760132 | EXORA MCB 2P 2A "C" Curve 10kA |  |  |  |  | MCB | ELECTRICAL
Q3140123 | 90KW- STAR DELTA |  |  |  |  | MS | MS
C1410112 | MCCB DM16 1A 3P Mag |  |  |  |  | DL/DM | ELECTRICAL
C1365246 | N-50kA DN3-400 EOM 400A 4P TM |  |  |  |  | DN | ELECTRICAL
F33A0124 | AUX BUS-4:4SQMM CU 320 W |  |  |  |  | PR | PR
AB010008 | C POWER MAN D/O ACB 3P, 1600 H |  |  |  |  | ACB | ELECTRICAL
AB010014 | C POWER MAN D/O ACB 3P, 3200 H1 |  |  |  |  | ACB | ELECTRICAL
C1160106X3FN | FUSE FOR FN250-800 (TRIPPLE POLE) : 250A (FN400) |  |  |  |  | FUSE | ELECTRICAL
C2810103 | POWER |  |  |  |  | TRANSDUCER | ELECTRICAL
F3D10115 | LINK_BC_TF_A : Feeder rating = 3200A | 35.5 | 191.2 | 23.3 |  | LINK | LINKS
Q314C126 | 110-130KW - STAR-DELTA, CU |  |  | 3.6 |  | Link | LINKS
TH034497 | CONTROL WIRING COST E-103-AB |  |  |  |  | WIRE | WIRE
TH034506 | CONTROL WIRING COST E-103-AI |  |  |  |  | WIRE | WIRE
TH034507 | CONTROL WIRING COST E-203-AO |  |  |  |  | WIRE | WIRE
AB020012 | C POWER ELE D/O ACB 3P, 2500 H |  |  |  |  | ACB | ELECTRICAL
AB020040 | C POWER ELE D/O ACB 3P, 1000 S1 |  |  |  |  | ACB | ELECTRICAL
AB020043 | C POWER ELE D/O ACB 3P, 3200 H2 |  |  |  |  | ACB | ELECTRICAL
C1363126 | N-50kA DN2-250 160A 3P TM |  |  |  |  | DN | ELECTRICAL
C2010307 | PRECISE, EPOXY CL1, 7.5VA, UPTO 40/1A |  |  |  |  | CT VT | ELECTRICAL
C2010308 | PRECISE, EPOXY CL1, 7.5VA, 60/1A |  |  |  |  | CT VT | ELECTRICAL
C2010309 | PRECISE, EPOXY CL1, 7.5VA, 75/1A |  |  |  |  | CT VT | ELECTRICAL
C2010310 | PRECISE, EPOXY CL1, 7.5VA, 100-175/1A |  |  |  |  | CT VT | ELECTRICAL
C2010311 | PRECISE, EPOXY CL1, 7.5VA, 200/1A |  |  |  |  | CT VT | ELECTRICAL
C2010515 | PRECISE, EPOXY CL1, 15VA, 201-250/1A |  |  |  |  | CT VT | ELECTRICAL
C2010516 | PRECISE, EPOXY CL1, 15VA, 300-400/1A |  |  |  |  | CT VT | ELECTRICAL
C2010518 | PRECISE, EPOXY CL1, 15VA, 800/1A |  |  |  |  | CT VT | ELECTRICAL
CL270102 | 3:6X150/PH TP AL COUPLING LINKS FOR LHS |  |  |  |  | Link | LINKS
CL320102 | 3:6X150/PH TP AL COUPLING LINKS FOR RHS |  |  |  |  | Link | LINKS
F3110106 | GLAND PLATE, 3MM AL, TF1400-800W |  | 7.46 |  |  | Link | LINKS
F31B0108 | BUSBAR-3:6X150MM AL TP 800W | 3.824 | 19.953 |  |  | Link | LINKS
F31B0110 | BUSBAR-3:6X150MM AL TP 320W | 3.824 | 7.02 |  |  | Link | LINKS
F3320103 | BUSBAR AND DROPPER JOINT SHROUDS 6X150MM BUSBARS-TP |  |  |  |  | PR | PR
F3730107 | HORZ EBAR- TF, 2:6X50 GI, 320W |  | 0.214 |  |  | Link | LINKS
F3B50119 | EXTRA LINK FOR AOC |  | 0.214 |  |  | Link | LINKS
F3G60112 | BUSBAR FISH PLATES 3:6X150MM AL-TP |  | 3.852 |  |  | Link | LINKS
F3H10106 | FISH PLATE JOINT SHROUDS FOR 1PKT TP-6X150MM BUSBARS |  |  |  |  | PR | PR
PKG00424 | TF900 CRATE PKG 2430 H 1120 W 1544 D ALL |  |  |  |  | PKG | PACKING
Q3110109 | POWER WIRING 160A-TP |  |  |  |  | WIRE | WIRE
TH000264 | EBAR FISHPLATE: TS - 2 : 6 X 50 - GI |  |  |  |  | PR | PR
F3700107 | HORZ EBAR- TF, 2:6X50 GI, 800W |  |  |  |  | PR | PR
CL320105 | 6:6X150/PH TP AL COUPLING LINKS FOR RHS |  | 46.26 |  |  | Link | LINKS
F3110115 | GLAND PLATE, 3MM AL, TF1400-600W |  | 6.11 |  |  | Link | LINKS
F31B0125 | BUSBAR-6:6X150MM AL TP 600W | 3.824 | 30.78 |  |  | Link | LINKS
F31B0126 | BUSBAR-6:6X150MM AL TP 800W | 3.824 | 39.96 |  |  | Link | LINKS
F31B0128 | BUSBAR-6:6X150MM AL TP 320W | 3.824 | 3.982 |  |  | Link | LINKS
F31B0130 | BUSBAR-6:6X150MM AL TP 100W |  | 5.16 |  |  | Link | LINKS
F31B0264 | BUSBAR-6:6X150MM AL TP 30W |  | 1.728 |  |  | Link | LINKS
F3G60115 | BUSBAR FISH PLATES 6:6X150MM AL-TP |  | 7.704 |  |  | Link | LINKS
CL310101 | 2:6X100/PH TP AL COUPLING LINKS FOR RHS |  |  |  |  | Link | LINKS
F31A0108 | BUSBAR-2:6X100MM AL TP 320W |  |  |  |  | Link | LINKS
CL260101 | 2:6X100/PH TP AL COUPLING LINKS FOR LHS |  |  |  |  | Link | LINKS
F31A0207 | BUSBAR-1:6X100MM AL TP 30W |  |  |  |  | Link | LINKS
F31A0110 | BUSBAR-1:6X100MM AL TP 100W |  |  |  |  | Link | LINKS
AB020015 | C POWER ELE D/O ACB 3P, 4000 C |  |  |  |  | ACB | ELECTRICAL
C1363136 | N-50kA DN3-630 500A 3P TM |  |  |  |  | DN | ELECTRICAL
C2010517 | PRECISE, EPOXY CL1, 15VA, 500-600/1A |  |  |  |  | CT VT | ELECTRICAL
CL270105 | 6:6X150/PH TP AL COUPLING LINKS FOR LHS |  | 57.96 |  |  | Link | LINKS
F3A20111 | I/C DIRECT LINKS 4000A WITH 4000C 3P AL (6:6/150 CU) : Feeder rating = 4000A |  |  |  |  | Link | LINKS
F3B20111 | 4000A WITH 4000C 3P AL (6:6/150 CU) : Feeder rating = 4000A |  |  |  |  | Link | LINKS
F3D10116 | 4000A WITH 4000C 3P AL (6:6/150 CU) : Feeder rating = 4000A | 35.12 | 75.51 | 205.754 |  | Link | LINKS
Q331C133 | DROPPER : TQ3 REAR 12X50 CU TP FORM III 50KA |  |  |  |  | Link | LINKS
Q3460105 | ZLINK-2PKT,TP,DF PANEL |  |  |  |  | Link | LINKS
F3D10105 | LINK_BC_TF_A : Feeder rating = 2000A |  |  |  |  | Link | LINKS
TH034505 | CONTROL WIRING COST E-902-AB |  |  |  |  | wire | WIRE
Q312C106 | POWER WIRING COST FOR I/C FDR - 800 A - TPN FEEDER 50%N |  |  |  |  | wire | WIRE
C1362250 | C-25kA DN0-100C 63A 3P WITH TM |  |  |  |  | DN | ELECTRICAL
PKG02990 | TS: CRATE PKG D 1044 W 1600 H 2400 |  |  |  |  | PKG | PACKING
PKG03846 | TS: CRATE PKG D 1044 W 700 H 2400 |  |  |  |  | PKG | PACKING
PKG03848 | TS: CRATE PKG D 1044 W 1400 H 2400 |  |  |  |  | PKG | PACKING
PKG03852 | TS: CRATE PKG D 1044 W 1400 H 2400 |  |  |  |  | PKG | PACKING
TH004277 | CONTROL WIRING FOR ICFEEDER - 1.5 SQ.MM |  |  |  |  | WIRE | WIRE
TH004353 | POWER WIRING FOR ICFEEDER - 630 A TPN 50%N |  |  |  |  | WIRE | WIRE
TH013627 | BUSBAR: TX AL 700W 1:10X100 TPN50% 50KA |  |  |  |  | Link | LINKS
TH013965 | DROPPER: TX AL 630A FRONT 2400H 310MM NIL | 12.32 | 20.675 | 0 |  | Link | LINKS
TH015236 | ^ IC FEEDER - FORM-IV - 480- FEEDER W - - F | 32.007 |  |  |  | MS | MS
TH015476 | OUTGOING FEEDER - FORM-IV - 160- FEEDER W - - F | 5.26 |  |  |  | MS | MS
AB640040 | OMEGA ELECTRICAL D/O ACB FR-III 4P 5000 H |  |  |  |  | ACB | ELECTRICAL
AB640047 | OMEGA ELECTRICAL D/O ACB FR-I 4P 1000 N |  |  |  |  | ACB | ELECTRICAL
F31D0198 | BUSBAR FOR 100 MM COLLAR |  | 3.764 |  |  | Link | LINKS
PKG03156 | TS: CRATE PKG D 1304 W 1440 H 2400 |  |  |  |  | PKG | PACKING
PKG03299 | TS: CRATE PKG D 1044 W 600 H 2400 |  |  |  |  | PKG | PACKING
PKG03300 | TS: CRATE PKG D 1044 W 900 H 2400 |  |  |  |  | PKG | PACKING
PKG03316 | TS: CRATE PKG D 1044 W 1800 H 2400 |  |  |  |  | PKG | PACKING
PKG03353 | TS: CRATE PKG D 1304 W 1700 H 2400 |  |  |  |  | PKG | PACKING
PKG03370 | TS: CRATE PKG D 1304 W 1680 H 2400 |  |  |  |  | PKG | PACKING
PKG03535 | TS: CRATE PKG D 1044 W 1800 H 2400 |  |  |  |  | PKG | PACKING
TH000162 | LEFT END COVERS : TS 1304D 2400H | 47.216 |  |  |  | MS | MS
TH000168 | RIGHT END COVERS : TS 1304D 2400H | 47.216 |  |  |  | MS | MS
TH000193 | HORZ EBAR : TS 1:6X50 CU 1000W |  |  | 2.856 |  | Link | LINKS
TH000412 | AUX BUS : TS CU 8:16 SQMM 410BB 300W |  |  |  |  | PR | PR
TH000414 | AUX BUS : TS CU 8:16 SQMM 410BB 440W |  |  |  |  | PR | PR
TH000416 | AUX BUS : TS CU 8:16 SQMM 410BB 1000W |  |  |  |  | PR | PR
TH000574 | HOODS : 1000W 1304D |  |  |  |  | MS | MS
TH000577 | HOODS : 300W 1304D |  |  |  |  | MS | MS
TH000582 | LIFTING ANGLE : TS 1000W |  |  |  |  | MS | MS
TH001006 | BUSBAR: TS AL 300W 4:10X150 TPN50% 50KA |  | 20.416 |  |  | Link | LINKS
TH001040 | BUSBAR: TS AL 440W 4:10X150 TPN100% 50KA |  | 29.936 |  |  | Link | LINKS
TH001074 | BUSBAR: TS AL 600W 4:10X150 TPN100% 50KA |  | 40.832 |  |  | Link | LINKS
TH001142 | BUSBAR: TS AL 1000W 4:10X150 TPN100% 50KA |  | 68.048 |  |  | Link | LINKS
TH002150 | BUSBAR FISHPLATES - TPN 50/100 % - AL - 4 : 10 X 150 |  | 12.91 |  |  | Link | LINKS
TH004203 | Outgoing (DUCT) Links - Single -Middle - 4:6X150 - 4P - 100% N - Bus PKT: DDNIL | 5.574 | 69.456 |  |  | Link | LINKS
TH004258 | EXTRA PER AOC - AL - 3P/4P - TPN - 2 : 6.35 X 152.4 - AOC: - 1 : Feeder rating = 1000A |  | 7.86 |  |  | Link | LINKS
TH004310 | POWER WIRING |  |  |  |  | WIRE | WIRE
TH007056 | Incoming Links - Single -Middle-6:6X150-AL-4P-100% N-Bus PKT:DDIL | 10.739 | 92.376 | 57.764 |  | Link | LINKS
TH007104 | Incoming Links - Single -Middle-2:6X75-AL-4P-100% N-Bus PKT:DDIL | 19.682 | 13.29 |  |  | Link | LINKS
TH008129 | Outgoing (Cable) Links - Two tier - Middle - 2:6X100 - 4P - 100% N - Bus PKT: DDNIL | 12.707 | 16.645 |  |  | Link | LINKS
TH008134 | Outgoing (Cable) Links - Single -Middle - 1:6X100 - 4P - 100% N - Bus PKT:DDIL | 12.707 | 7.815 | 6.861 |  | Link | LINKS
TH012018 | B/C LINKS - AL-4P-100% N-6:6X150-Bus pkt: DDIL | 24.502 | 231.611 | 32.08 |  | Link | LINKS
TH014022 | ^ HOODS : TSW - (MM)440 - D - 1304 |  |  |  |  | MS | MS
TH015274 | VT FEEDER - #FDR_SIZE_T# #FDR_WIDTH# #FORM_SEPARATION_T# | 31.878 |  |  |  | MS | MS
TH032115 | DROPPER: TS60 10X50 AL 50%N DDNIL 2400 H 310BB | 31.411 | 30.246 |  |  | Link | LINKS
TH032188 | STRUCTURE : TS 2400H 1000W 1044D 410BB | 329.095 |  |  |  | MS | MS
TH032195 | STRUCTURE : TS 2400H 440W 1304D 410BB | 194.69 |  |  |  | MS | MS
TH032198 | STRUCTURE : TS 2400H 1000W 1304D 410BB | 354.647 |  |  |  | MS | MS
TH032230 | POWER WIRING FOR ICFEEDER - 400 A TPN 100%N | 0.285 |  | 12.191 |  | WIRE | WIRE
TH032232 | POWER WIRING FOR ICFEEDER - 630 A TPN 100%N | 3.976 |  | 0.54 |  | WIRE | WIRE
TH034920 | LEFT END COVERS : TS 1304D 2400H WITH1 00MM COLLAR | 59.036 |  |  |  | MS | MS
C1450039 | N-50kA DN3 400 400A 4P WITH MTX3.0 |  |  |  |  | DN | ELECTRICAL
F31C0339 | BUSBAR-1:6X100MM AL TPN 100%N 30W |  |  |  |  | Link | LINKS
F3A60116 | INCOMING LINKS - 2X6X75 AL ALUMINIUM - 4 POLE - TPN FEEDER 100%N : Feeder rating = 800A |  |  |  |  | Link | LINKS
C1450037 | N-50kA DN2 250 160A 4P WITH MTX3.0 |  |  |  |  | DN | ELECTRICAL
TH000250 | VERT EBAR : TX 6X40 AL 2400 H SF |  | 1.381 |  | 1021.25 | Link | LINKS
TH002146 | Busbar Fishplate : ALUMINIUM:1:10X100MM PER PH:TP+50%N (3PH4W) |  | 3.228 |  | 2387.106 | Link | LINKS
TH013609 | BUSBAR: TX AL 700W 1:10X100 TPN100% 50KA | 5.055 | 7.94 |  | 17989.2947 | Link | LINKS
PKG03513 | TS: CRATE PKG D 1044 W 1400 H 2400 |  |  |  |  | PKG | PACKING
PKG03526 | TS: CRATE PKG D 1044 W 1100 H 2400 |  |  |  |  | PKG | PACKING
PKG03534 | TS: CRATE PKG D 1044 W 1240 H 2400 |  |  |  |  | PKG | PACKING
TH000555 | AOC : TS 2400H 800W AOC-1 | 40.548 |  |  |  | MS | MS
TH001005 | BUSBAR: TS AL 300W 2:10X150 TPN100% 50KA |  | 10.208 |  |  | Link | LINKS
TH001039 | BUSBAR: TS AL 440W 2:10X150 TPN100% 50KA |  | 14.968 |  |  | Link | LINKS
TH001073 | BUSBAR: TS AL 600W 2:10X150 TPN100% 50KA |  | 20.416 |  |  | Link | LINKS
TH001107 | BUSBAR: TS AL 800W 2:10X150 TPN100% 50KA |  | 27.216 |  |  | Link | LINKS
TH007009 | Incoming Links - Single -Middle-2:6X75-AL-4P-100% N-Bus PKT: DDNIL | 14.345 | 12.418 |  |  | Link | LINKS
TH007020 | Incoming Links - Single -Middle-3:6X75-AL-4P-100% N-Bus PKT: DDNIL | 14.345 | 18.798 |  |  | Link | LINKS
TH008135 | Outgoing (Cable) Links - Single -Middle - 2:6X100 - 4P - 100% N - Bus PKT:DDIL | 12.707 | 16.645 |  |  | Link | LINKS
TH032185 | STRUCTURE : TS 2400H 440W 1044D 410BB | 182.714 |  |  |  | MS | MS
C1240120MNX | FRONT AUX.CONTACT FOR MNX CONTACTOR : 1NC (MNX9-80) |  |  |  |  | MNX | ELECTRICAL
C1410111 | MCCB DM16 0.63A 3P Mag |  |  |  |  | DL/DM | ELECTRICAL
F31D0288 | BUSBAR-6:6X150MM AL TPN 50%N 320W 65KA | 3.824 | 16.38 |  |  | Link | LINKS
F3B10107 | OG CABLE/DUCT LINKS - 6X6X150 AL - ALUMINIUM 3 POLE : Feeder rating = 3000A | 9.2 | 24.6 | 28.6 |  | Link | LINKS
F31D0290 | BUSBAR-6:6X150MM AL TPN 50%N 100W 65KA |  | 5.644 |  |  | Link | LINKS
C2D90107 | TOGGLE SWITCH-1P |  |  |  |  | SEL SW | ELECTRICAL
AB020017 | C POWER ELE D/O ACB 3P, 4000 H |  |  |  |  | ACB | ELECTRICAL
AB020044 | C POWER ELE D/O ACB 3P, 4000 H2 |  |  |  |  | ACB | ELECTRICAL
F31C0340 | BUSBAR-2:6X100MM AL TPN 100%N 30W |  | 0.512 |  |  | Link | LINKS
AB060016 | SR18Gi,4 POLE,1000 A,C |  |  |  |  | ACB | ELECTRICAL
C2760116 | EXORA MCB 4P 4A "C" Curve 10kA |  |  |  |  | MCB | ELECTRICAL
C2010406 | PRECISE, CL1, 10VA, 201-250/1A |  |  |  |  | CT VT | ELECTRICAL
C1380004 | D-36kA DN2-250 160A 3P WITH MTX2.0 |  |  |  |  | DN | ELECTRICAL
C1362126 | D-36kA DN2-250 160A 3P TM |  |  |  |  | DN | ELECTRICAL
C1362128 | D-36kA DN2-250 250A 3P TM |  |  |  |  | DN | ELECTRICAL
C2760111 | EXORA MCB 2P 50A "C" Curve 10kA |  |  |  |  | MCB | ELECTRICAL
C1380003 | D-36kA DN2-250 100A 3P WITH MTX2.0 |  |  |  |  | DN | ELECTRICAL
Q3140120 | 37KW- STAR DELTA |  |  |  |  | wire | WIRE
C1362243 | D-36kA DN0-100 63A 4P |  |  |  |  | DN | ELECTRICAL
C1680115 | MOG-H1, 24-32, 50KA |  |  |  |  | MOG | ELECTRICAL
C1362248 | C-25kA DN0-100C 40A 3P WITH TM |  |  |  |  | DN | ELECTRICAL
C2760122 | EXORA MCB 4P 63A "C" Curve 10kA |  |  |  |  | MCB | ELECTRICAL
Q3290110 | GLAND PLATE TQ3-3MM AL-SF | 1.243 |  |  |  | MS | MS
C2B10112 | MPR300(MOTOR PROTECTION RELAY) |  |  |  |  | Relay | ELECTRICAL
C1010107 | FN630 TPN SDF |  |  |  |  | FN | ELECTRICAL
C1160112X3FN | FUSE FOR FN250-800 (TRIPPLE POLE) : 600A (FN630) |  |  |  |  | FUSE | ELECTRICAL
AB640003 | OMEGA ELECTRICAL D/O ACB FR-I 3P 1250 S |  |  |  | 176210.22 | ACB | ELECTRICAL
C1365128 | S-70kA DN2-250 250A 3P TM |  |  |  | 11432.61 | DN | ELECTRICAL
C1365134 | S-70kA DN3-400 320A 3P TM |  |  |  | 24424.5 | DN | ELECTRICAL
C1365135 | S-70kA DN3-400 400A 3P TM |  |  |  | 24491.1 | DN | ELECTRICAL
TH014866 | STRUCTURE : TS 2400H 600W 1144D 310BB | 217.79 | 0 | 0 | 112373.51 | MS | MS
TH014867 | STRUCTURE : TS 2400H 800W 1144D 310BB | 281.1 |  |  | 134211.95 | MS | MS
TH015028 | STRUCTURE : TX 2400H 900W 1144D 310BB | 209.996 | 0 | 0 | 108457.65 | MS | MS
PKG03347 | TS: CRATE PKG D 1144 W 800 H 2400 |  |  |  | 19334 | PKG | PACKING
PKG03548 | TS: CRATE PKG D 1144 W 1040 H 2400 |  |  |  | 23465.31 | PKG | PACKING
PKG03558 | TS: CRATE PKG D 1144 W 1480 H 2400 |  |  |  | 27400.29 | PKG | PACKING
PKG03566 | TS: CRATE PKG D 1144 W 1600 H 2400 |  |  |  | 28397.5468 | PKG | PACKING
PKG03778 | TS: CRATE PKG D 1144 W 1100 H 2400 |  |  |  | 26257.86 | PKG | PACKING
TH015043 | ^ DOL FEEDER - FORM-IV - 240- FEEDER W - - F | 17.467 | 0 | 0 | 11487.15 | MS | MS
TH015044 | ^ DOL FEEDER - FORM-IV - 320- FEEDER W - - F | 21.351 |  |  | 17128 | MS | MS
TH015143 | VACANTFEEDER 160MM | 8.957 |  |  | 2921.9588 | MS | MS
TH015144 | VACANTFEEDER 240MM | 7.123 |  |  | 2856.0705 | MS | MS
TH015145 | VACANTFEEDER 320MM | 9.129 |  |  | 3583.8066 | MS | MS
TH015148 | VACANTFEEDER 560MM | 9.962 |  |  | 4421.9946 | MS | MS
TH000325 | AUX BUS : TS CU 6:16 SQMM 310BB 800W |  |  |  | 4260.18 | PR | PR
TH015173 | F_CONTFEEDER | 39.256 |  |  | 26017.5664 | MS | MS
TH015215 | ^ CONTACTOR FEEDER - FORM-IV - 640- FEEDER W - - F | 33.269 |  |  |  | MS | MS
TH015303 | TRAFO FEEDER - 560MM FULL - #FORM_SEPARATION_T# | 28.718 |  |  |  | MS | MS
TH015468 | OUTGOING FEEDER - TX - FEEDER SIZE (MM) - 240 - FEEDER W - - F | 15.411 |  |  |  | MS | MS
TH015477 | OUTGOING FEEDER - FORM-IV - 240- FEEDER W - - F | 17.467 | 0 | 0 | 11487.15 | MS | MS
TH015479 | OUTGOING FEEDER - FORM-IV - 400- FEEDER W - - F | 25.427 |  |  | 18191 | MS | MS
TH015481 | OUTGOING FDR - 560MM FULL - FORM -4B TYPE 6 | 28.718 |  |  | 21343.9458 | MS | MS
TH032950 | IC LINKS:SINGLE MIDDLE 440W 2X5X65 CU 3P50%N 310 MM NIL : Feeder rating = 1250A | 18.002 |  | 28.618 | 57531.32 | Link | LINKS
TH033147 | IC LINKS: SINGLE MIDDLE 6X5X100 CU 4P50%N 310 MM NIL : Feeder rating = 3000A | 13.849 |  | 137.518 | 232194.14 | Link | LINKS
TH032873 | POWER WIRING FOR CONTFEEDER - 200 KW TPN 50%N |  |  |  | 20136.8184 | WIRE | WIRE
TH033191 | OG DUCT LINKS: 3X5X100 CU 4P 50%N 310 MM : Feeder rating = 2000A | 56.889 |  | 78.65 | 150426.68 | Link | LINKS
TH033194 | OG CABLE LINKS: 1X5X100 CU 3P 50%N : Feeder rating = 1000A | 32.571 |  | 9.863 |  | Link | LINKS
TH033216 | OG DUCT LINKS: 4X5X165 CU 4P 50%N 310 MM | 31.031 |  | 220.288 | 371159.325 | Link | LINKS
TH033374 | BC LINKS: 6X5X100 CU 4P 50%N 310 MM NIL : Feeder rating = 3000A | 21.151 |  | 260.959 | 450600.52 | Link | LINKS
TH034001 | IC LINKS: SINGLE MIDDLE 5X5X65 CU 4P50%N 310 MM NIL : Feeder rating = 2000A | 12.876 |  | 54.948 | 96286.45 | Link | LINKS
TH034914 | VERT EBAR : TS 6X25 AL 2400 H |  | 1.417 |  |  | Link | LINKS
AB010010 | C POWER MAN D/O ACB 3P, 2000 H |  |  |  | 220619.22 | ACB | ELECTRICAL
C1160110X3FN | FUSE FOR FN250-800 (TRIPPLE POLE) : 400A (FN630) |  |  |  | 4668.39 | FUSE | ELECTRICAL
C1320118 | MNX 550 (WITH 2NO+2NC AUX CONTACT) |  |  |  | 57465.09 | MNX | ELECTRICAL
C1380048 | S-70kA DN2-250 250A 4P WITH MTX2.0 |  |  |  | 23545.86 | DN | ELECTRICAL
Q315C102 | 80KW LINK COST |  |  |  | 14543.0409 | Link | LINKS
TH032364 | 225KW DOL LINK COST |  |  |  | 20136.8184 | Link | LINKS
Q3310153 | DROPPER : TQ3 FRONT 12X50 AL TPN 50% N FORM IV 65KA |  | 12.957 |  | 25692.3 | Link | LINKS
F31C0233 | BUSBAR-3:6X100MM AL TPN 50%N 100W 65KA |  | 2.6156 |  | 644.75 | Link | LINKS
F3A60108 | INCOMING LINKS - 4X6X75 AL ALUMINIUM - 4 POLE - TPN FEEDER 50%N : Feeder rating = 1250A | 8.988 | 18.05 |  | 17466.8872 | Link | LINKS
F31C0231 | BUSBAR-3:6X100MM AL TPN 50%N 320W 65KA | 3.824 | 5.742 |  | 12538.83 | Link | LINKS
C2010513 | PRECISE, EPOXY CL1, 15VA, 100-175/1A |  |  |  | 5397 | CT VT | ELECTRICAL
AB020021 | C POWER ELE D/O ACB 4P, 800 H |  |  |  | 216306.22 | ACB | ELECTRICAL
C1330106 | MO 40 CONTACTOR |  |  |  | 2052 | MO | ELECTRICAL
C2010510 | PRECISE, EPOXY CL1, 15VA, UPTO 40/1A |  |  |  | 1923 | CT VT | ELECTRICAL
C2D30101 | 125A TP ADAPTOR |  |  |  | 839 | PR | PR
C1330110 | MO 70 CONTACTOR |  |  |  | 5235 | MO | ELECTRICAL
C2010511 | PRECISE, EPOXY CL1, 15VA, 60/1A |  |  |  | 1785 | CT VT | ELECTRICAL
C1330113 | MO 110 CONTACTOR |  |  |  | 10245 | MO | ELECTRICAL
AB640055 | OMEGA ELECTRICAL D/O ACB FR-I 3P 1600 H |  |  |  | 214096.02 | ACB | ELECTRICAL
C2760118 | EXORA MCB 4P 16A "C" Curve 10kA |  |  |  | 850.53 | MCB | ELECTRICAL
F3E1C107 | O/G CABLE N LINK TF3 3000A,3P CU (4:6/150 CU) TPN 50%N |  |  |  | 57673.7188 | Link | LINKS
PKG02206 | TS: PLY PKG D 1304 W 1240 H 2400 WITH ALFOIL |  |  |  | 75037.6508 | PKG | PACKING
PKG02376 | TS: PLY PKG D 1304 W 600 H 2400 WITH ALFOIL |  |  |  | 56179.0473 | PKG | PACKING
PKG02383 | TS: PLY PKG D 1304 W 1500 H 2400 WITH ALFOIL |  |  |  | 82492.1478 | PKG | PACKING
PKG02896 | TS: PLY PKG D 1304 W 1700 H 2400 WITH ALFOIL |  |  |  | 88796.2917 | PKG | PACKING
TH000011 | STRUCTURE : TS 2400H 300W 1304D 310BB |  |  |  | 84732.3293 | MS | MS
TH000012 | STRUCTURE : TS 2400H 440W 1304D 310BB |  |  |  | 123066.8297 | MS | MS
TH000013 | STRUCTURE : TS 2400H 600W 1304D 310BB |  |  |  | 138089.7288 | MS | MS
TH000332 | AUX BUS : TS CU 8:16 SQMM 310BB 300W |  |  |  | 2087.5978 | PR | PR
TH000333 | AUX BUS : TS CU 8:16 SQMM 310BB 600W |  |  |  | 4011.7538 | PR | PR
TH000334 | AUX BUS : TS CU 8:16 SQMM 310BB 440W |  |  |  | 2922.2402 | PR | PR
TH000335 | AUX BUS : TS CU 8:16 SQMM 310BB 800W |  |  |  | 5132.3176 | PR | PR
TH000572 | HOODS : 800W 1304D |  |  |  | 3655.378 | MS | MS
TH004297 | CONTROL WIRING COST FOR VTFEEDER - WIRE SIZE - 1.5 SQ MM |  |  |  | 579 | wire | WIRE
TH004495 | POWER WIRING FOR DOLFEEDER - 11 KW TP |  |  |  | 730.1503 | wire | WIRE
TH005179 | TS CONTROL WIRING - IN SUP PANEL WITH RELAY FOR BUS COUPLER FEEDER 1.5SQ.MM |  |  |  | 52220.4 | wire | WIRE
TH005181 | TS CONTROL WIRING - IN SUP PANEL WITH RELAY FOR OUTGOING FEEDER 1.5SQ.MM |  |  |  | 24571.5 | wire | WIRE
TH014023 | STRUCTURE : TS 2400H 1000W 1304D 310BB |  |  |  | 108594.6668 | MS | MS
TH014029 | BUSBAR: TS CU 300W 4:10X100 TPN50% |  |  |  | 79900.2182 | Link | LINKS
TH014030 | BUSBAR: TS CU 440W 4:10X100 TPN50% |  |  |  | 111554.4895 | Link | LINKS
TH014031 | BUSBAR: TS CU 600W 4:10X100 TPN50% |  |  |  | 150940.2727 | Link | LINKS
TH014032 | BUSBAR: TS CU 800W 4:10X100 TPN50% |  |  |  | 205772.2 | Link | LINKS
TH014043 | ^ BUSBAR FISHPLATES - TPN 50/100 % - CU - 4 : 10 X 100 |  |  |  | 54586.052 | Link | LINKS
TH015281 | VT FEEDER - #FDR_SIZE_T# #FDR_WIDTH# #FORM_SEPARATION_T# |  |  |  | 21880.8498 | MS | MS
TH032938 | IC LINKS: TOP TIER 2X5X65 CU 3P50%N 310 MM DDIL : Feeder rating = 400A | 17.588 |  | 15.99 | 38350.8834 | Link | LINKS
TH032965 | IC LINKS: TWO TIER MIDDLE 2X5X65 CU 3P50%N 310 MM DDIL : Feeder rating = 800A |  |  |  | 165087.2122 | Link | LINKS
TH033399 | BC LINKS: 6X5X165 CU 3P 50%N 310 MM DDIL : Feeder rating = 800A |  |  |  | 739962.0727 | Link | LINKS
TH033409 | IC LINKS: SINGLE MIDDLE 6X5X165 CU 3P50%N 310 MM DDIL : Feeder rating = 4000A |  |  |  | 447811.3227 | Link | LINKS
TH033416 | OG DUCT LINKS: 6X5X165 CU 3P 50%N 310 MM : Feeder rating = 4000A |  |  |  | 493530.9676 | Link | LINKS
AB630003 | OMEGA MANUAL D/O ACB FR-I 3P 1250 S |  |  |  |  | ACB | ELECTRICAL
C2790108 | 63A 100mA |  |  |  |  | MCB | ELECTRICAL
PKG02352 | TS: PLY PKG D 1144 W 600 H 2400 WITH ALFOIL |  |  |  |  | PKG | PACKING
TH000303 | AUX BUS : TS CU 4:16 SQMM 310BB 600W |  |  |  |  | PR | PR
TH000453 | AUX BUS : TS CU 4:16 SQMM 310BB 900W |  |  |  |  | PR | PR
TH013936 | BUSBAR: TX CU 900W 1:10X50 TPN50% 65KA | 12.754 |  | 15.84 |  | Link | LINKS
TH014014 | BUSBAR: TS CU 600W 1:10X50 TPN50% 65KA | 4.535 |  | 10.48 |  | Link | LINKS
TH015212 | ^ CONTACTOR FEEDER - FORM-IV - 400- FEEDER W - - F | 25.427 |  |  |  | MS | MS
F3B50110 | EXTRA FOR AOC - 2X6X75 AL ALUMINIUM - 3 POLE : Feeder rating = 1250A | 1.608 | 4.628 |  |  | Link | LINKS
C2010514 | PRECISE, EPOXY CL1, 15VA, 200/1A |  |  |  |  | CT VT | ELECTRICAL
C2020507 | PRECISE, EPOXY CL5P10, 15VA, 400/1A |  |  |  |  | CT VT | ELECTRICAL
F3110118 | GLAND PLATE FOR TF3-1050MM | 7.33 |  |  |  | Link | LINKS
F31D0287 | BUSBAR-6:6X150MM AL TPN 50%N 1050W 65KA |  | 62.853 |  |  | Link | LINKS
Q3210005 | TQ3 PANEL,SF,D/O FORM-IV, 800W,65/80KA | 158.866 | 0.649 |  |  | MS | MS
TH034388 | CONTROL WIRING COST FOR ACB-B/C |  |  |  |  | WIRE | WIRE
PKG00465 | TF3 CRATE PKG 2430 H 600 W 1444 D ALL |  |  |  |  | PKG | PACKING
F31D0285 | BUSBAR-6:6X150MM AL TPN 50%N 600W 65KA | 3.824 | 35.91 |  |  | Link | LINKS
F3110137 | GLAND PLATE FOR TF3-600MM |  | 4.23 |  |  | MS | MS
C1150104 | CONTROL FUSE 160A |  |  |  |  | FUSE | ELECTRICAL
C1150103 | CONTROL FUSE 125A |  |  |  |  | FUSE | ELECTRICAL
F3E10116 | O/G CABLE N LINK TF3 3200-4000A,3P AL (6:6/150 AL) TPN 100%N |  | 24.791 |  |  | Link | LINKS
F3A20130 | I/C DIRECT LINKS 3200/3500A 3P AL (6:6/150 AL) BOTTOM BB | 19.771 | 63.753 | 22.083 |  | Link | LINKS
RE030128 | VAJS23 - 1/2NH |  |  |  |  | Relay | ELECTRICAL
C1750101 | DF1 FUSE FAILURE RELAY1 C/O |  |  |  |  | DF1 | ELECTRICAL
C2150102 | 96X96 SIZE |  |  |  |  | Meter | ELECTRICAL
C2170106 | 250A SHUNT |  |  |  |  | Meter | ELECTRICAL
F3J10120 | AE DC CURRENT TRANSDUCER,48V DC,4-20MA |  |  |  |  | Transducer | ELECTRICAL
C2230102 | 96X96 SIZE (AE) |  |  |  |  | Meter | ELECTRICAL
C2D90105 | HOOTER-AC |  |  |  |  | Hooter | ELECTRICAL
F31C0331 | BUSBAR-1:6X100MM AL TPN 50%N 30W |  |  |  |  | Link | LINKS
TH004303 | CONTROL WIRING COST - WIRE SIZE - 1.5 SQ MM |  |  |  |  | WIRE | WIRE
C1365240 | N-50kA DN2-250 EOM 250A 3P TM |  |  |  | 30109.38 | DN | ELECTRICAL
C1400115 | ACC DN2/DN3 UV 240V AC |  |  |  | 3562.38 | DN | ELECTRICAL
C1680133 | MOG-H1M, 19-25, 50KA |  |  |  | 5229.78 | MOG | ELECTRICAL
C2010408 | PRECISE, CL1, 10VA, 500-600/1A |  |  |  | 1317 | CT VT | ELECTRICAL
C2020403 | PRECISE, CL5P10, 10VA, 75/1A |  |  |  | 4456.02 | CT VT | ELECTRICAL
C2240103 | AC VOLTMETER (WITH VSS) |  |  |  | 2759.25 | Meter | ELECTRICAL
F3110112 | GLAND PLATE FOR TF3-320MM |  | 3.466 |  | 2465.366 | MS | MS
F33A0128 | AUX BUS-8:4SQMM CU 320 W |  |  |  | 757.9269 | PR | PR
F33A0149 | AUX BUS-8:4SQMM CU 600 W |  |  |  | 834.6021 | PR | PR
F3720107 | HORZ EBAR- TF, 2:6X50 GI, 600W |  |  |  | 1559.2211 | PR | PR
F3B20110 | 3200/3500A 3P AL (6:6/150 AL) : Feeder rating = 3200A |  |  |  | 175808.1212 | LINK | LINKS
Q3120101 | POWER WIRING COST FOR OUTGOING FDR - 200 A - TP FEEDER |  |  |  | 898.374 | wire | WIRE
Q3120109 | POWER WIRING COST FOR OUTGOING FDR - 500 A - TP FEEDER |  |  |  | 15638.351 | wire | WIRE
RE430040 | 5DI/2AI EXPANSION MODULE |  |  |  | 17031 | Relay | ELECTRICAL
TH004794 | POWER WIRING FOR MPCBDOL - 0.37 KW TP |  |  |  | 412.8895 | wire | WIRE
TH004797 | POWER WIRING FOR MPCBDOL - 0.75 KW TP |  |  |  | 412.8895 | wire | WIRE
TH004802 | POWER WIRING FOR MPCBDOL - 1.5 KW TP |  |  |  | 412.8895 | wire | WIRE
TH004804 | POWER WIRING FOR MPCBDOL - 2.2 KW TP |  |  |  | 412.8895 | wire | WIRE
TH004812 | POWER WIRING FOR MPCBDOL - 5.5 KW TP |  |  |  | 412.8895 | wire | WIRE
TH004814 | POWER WIRING FOR MPCBDOL - 9.3 KW TP |  |  |  | 738.3103 | wire | WIRE
TH004815 | POWER WIRING FOR MPCBDOL - 11 KW TP |  |  |  | 738.3103 | wire | WIRE
AB640038 | OMEGA ELECTRICAL D/O ACB FR-III 4P 800-3200 H |  |  |  |  | ACB | ELECTRICAL
C1363227 | D-36kA DN2-250 200A 4P TM |  |  |  |  | DN | ELECTRICAL
C1363228 | N-50kA DN2-250 250A 4P TM |  |  |  |  | DN | ELECTRICAL
F3U10025 | I/C DIRECT LINK U POWER 2000A,4P AL (5:6/100AL) : Feeder rating = 2000A | 11.647 | 31.192 | 33.52 |  | Link | LINKS
F3U20021 | I/C DRP LINK U POWER 800A, 4P AL : Feeder rating = 800A | 11.866 | 9.125 |  |  | Link | LINKS
F3U20022 | I/C DRP LINK U POWER 1000A, 4P AL : Feeder rating = 800A | 11.866 | 12.785 |  |  | Link | LINKS
F3U20023 | I/C DRP LINK U POWER 1250A, 4P AL : Feeder rating = 1250A | 11.866 | 17.399 |  |  | Link | LINKS
F3U30021 | 800A,4P AL (1:6/100AL) : Feeder rating = 800A | 12.583 | 6.38 |  |  | Link | LINKS
F3U30023 | 1250A,4P AL (2:6/100AL) : Feeder rating = 1250A | 12.583 | 11.19 |  |  | Link | LINKS
F3U30025 | 2000A,4P AL (3:6/150AL) : Feeder rating = 2000A | 14.918 | 37.375 |  |  | Link | LINKS
F3U70025 | 2000A,4P AL (3:6/150AL) : Feeder rating = 2000A | 1.608 | 10.91 |  |  | Link | LINKS
TH015282 | VT FEEDER - #FDR_SIZE_T# #FDR_WIDTH# #FORM_SEPARATION_T# | 33.269 |  |  |  | MS | MS
TH032856 | POWER WIRING COST E-21-C |  |  |  |  | wire | WIRE
TH032857 | POWER WIRING COST E-23-C |  |  |  |  | wire | WIRE
F3A2C113 | I/C DIRECT LINKS 4000A 4P CU (6:6/150 CU) | 19.272 |  | 253.73 |  | Link | LINKS
PKG00231 | TF900,830 MM,944 MM,CRATE ( EXPORT ) |  |  |  |  | PKG | PACKING
F31C0223 | BUSBAR-2:6X100MM AL TPN 50%N 800W 65KA | 3.824 | 10.346 |  | 16254 | LINK | LINKS
F31C0225 | BUSBAR-2:6X100MM AL TPN 50%N 320W 65KA | 3.824 | 3.654 |  | 10463 | LINK | LINKS
F341A113 | DROPPER- TF3, 1:6X100 AL/PH TPN 100%N TIER-1 | 8.073 | 5.04 |  |  | LINK | LINKS
F31C0172 | BUSBAR-3:6X100MM AL TPN 100%N 100W |  | 1.971 |  |  | Link | LINKS
F361A108 | DROPPER TIER-2 : 2:6x100 AL | 8.073 | 10.08 |  |  | Link | LINKS
F3A50108 | I/C DRP LINKS TF9 1250A 4P AL : Feeder rating = 1250A | 4.722 | 12.41 |  |  | Link | LINKS
F3B30111 | 1250A,4P AL : Feeder rating = 1250A | 1.636 | 4.878 |  |  | Link | LINKS
F3A60120 | I/C DIRECT LINK 2000A,4P AL BOTTOM BB : Feeder rating = 1600A | 8.988 | 23.881 |  |  | Link | LINKS
F3B10110 | OG CABLE/DUCT LINKS - 2X6X150 AL - ALUMINIUM 4 POLE : Feeder rating = 1600A | 11.342 | 14.04 |  |  | Link | LINKS
F3A60118 | I/C DIRECT LINK-1250A-4P | 8.988 | 15 |  |  | Link | LINKS
F31C0341 | BUSBAR-3:6X100MM AL TPN 100%N 30W |  | 0.768 |  |  | Link | LINKS
C1330018 | MO SIDE ADD ON BLOCK (1NO+1NC) SECOND LEFT |  |  |  |  | MO | ELECTRICAL
C1330017 | MO SIDE ADD ON BLOCK (1NO+1NC) SECOND RIGHT |  |  |  |  | MO | ELECTRICAL
AB050018 | SR18Gi+DISPLAY RELEASE WITH |  |  |  |  | ACB | ELECTRICAL
C2920125 | 4 WAY LOCKABLE TNC SALZER |  |  |  |  | SEL SW | ELECTRICAL
F341A117 | DROPPER: TF3 5:6X100 AL TPN 100%N TIER 1 | 8.073 | 25.2 |  |  | Link | LINKS
AB060020 | SR18Gi+DISPLAY,4 POLE,2000 A,CT |  |  |  |  | ACB | ELECTRICAL
PKG03356 | TS: CRATE PKG D 1304 W 1300 H 2400 |  |  |  |  | PKG | PACKING
TH001146 | BUSBAR: TS AL 1000W 4:10X150 TPN100% 65KA |  |  |  |  | Link | LINKS
AB680005 | UW-MTX 4.5 WITH VL & PS MODULE |  |  |  |  | ACB | ELECTRICAL
AB680012 | MODBUS COMM MODULE |  |  |  |  | ACB | ELECTRICAL
AB680022 | PS POWER SUPPLY MODULE |  |  |  |  | ACB | ELECTRICAL
AB690032 | OMEGA CTs FOR 4P, 4000A, FR-III |  |  |  |  | ACB | ELECTRICAL
C1140104 | 125A (FN125/160) SIZE00 |  |  |  |  | FUSE | ELECTRICAL
TH001010 | BUSBAR: TS AL 300W 4:10X150 TPN100% 65KA |  |  |  |  | Link | LINKS
TH032194 | STRUCTURE : TS 2400H 300W 1304D 410BB |  |  |  |  | MS | MS
AB630005 | OMEGA MANUAL D/O ACB FR-II 3P 2000 S |  |  |  |  | ACB | ELECTRICAL
AB640028 | OMEGA ELECTRICAL D/O ACB FR-I 4P 1250 S |  |  |  |  | ACB | ELECTRICAL
AB690005 | OMEGA CTs FOR 3P, 1250A, FR-I |  |  |  |  | ACB | ELECTRICAL
AB690009 | OMEGA CTs FOR 3P, 2000A, FR-II |  |  |  |  | ACB | ELECTRICAL
AB690025 | OMEGA CTs FOR 4P, 1250A, FR-I |  |  |  |  | ACB | ELECTRICAL
AB690030 | OMEGA CTs FOR 4P, 2500A, FR-II |  |  |  |  | ACB | ELECTRICAL
C1400161 | AUX POWER SUPPLY MODULE FOR MTX RELEASE |  |  |  |  | ACB | ELECTRICAL
C1450049 | S-70kA DN3 400 400A 3P WITH MTX3.0 |  |  |  |  | DN | ELECTRICAL
F3B20106 | OG/NEUTRAL CABLE/DUCT LINKS - 4X6.35X152.4 /PH - ALUMINIUM 4 POLE - TPN FEEDER 100%N : Feeder rating = 2000A | 19.267 | 71.577 | 23.682 |  | LINK | LINKS
PKG03151 | TS: CRATE PKG D 1304 W 1800 H 2400 |  |  |  |  | PKG | PACKING
F3A20133 | I/C DIRECT LINKS 4000A WITH 4000C 4P AL (6:6/150 CU) BOTTOM BB | 19.771 |  | 266.096 |  | LINK | LINKS
PKG03354 | TS: CRATE PKG D 1304 W 1900 H 2400 |  |  |  |  | PKG | PACKING
TH000203 | HORZ EBAR : TS 1:6X50 AL 1000W |  |  |  |  | LINK | LINKS
TH000207 | HORZ EBAR : TS 1:6X50 AL 300W |  |  |  |  | LINK | LINKS
TH000233 | HORZ EBAR : TX 1:6X50 AL 700W SF |  |  |  |  | LINK | LINKS
TH000362 | AUX BUS : TS CU 2:16 SQMM 300W |  |  |  |  | PR | PR
TH000363 | AUX BUS : TS CU 2:16 SQMM 600W |  |  |  |  | PR | PR
TH000365 | AUX BUS : TS CU 2:16 SQMM 800W |  |  |  |  | PR | PR
TH000366 | AUX BUS : TS CU 2:16 SQMM 1000W |  |  |  |  | PR | PR
TH000488 | AUX BUS : TS CU 2:16 SQMM 410BB 700W |  |  |  |  | PR | PR
TH000534 | AUX BUS FISH PLATE : - 2 : 16 SQ MM - N |  |  |  |  | PR | PR
TH000569 | HOODS : 600W 1304D |  |  |  |  | MS | MS
TH001078 | BUSBAR: TS AL 600W 4:10X150 TPN100% 65KA |  |  |  |  | LINK | LINKS
TH001112 | BUSBAR: TS AL 800W 4:10X150 TPN100% 65KA |  |  |  |  | LINK | LINKS
TH001839 | BUSBAR: TX AL 700W 4:10X150 TPN100% 65KA |  |  |  |  | LINK | LINKS
TH002152 | DROPPER: TX AL 630A FRONT 2400H 410MM DDIL |  |  |  |  | LINK | LINKS
TH002154 | DROPPER: TX CU 1000A FRONT 2400H 410MM DDIL |  |  |  |  | LINK | LINKS
F3F20105 | POWER WIRING COST FOR 400A | 24.988 | 25.986 |  |  | LINK | LINKS
TH005175 | CONTROL WIRING FOR ACB B/C WITH RELEASE FOR SUP PANEL |  |  |  |  | wire | WIRE
TH005185 | CONTROL WIRING FOR ACB O/G WITH RELEASE NON SUP PANEL |  |  |  |  | wire | WIRE
TH007031 | Incoming Links - Single -Middle-4:6X75-AL-3P-Bus PKT:DDIL : Feeder rating = 1250A |  |  |  |  | LINK | LINKS
TH009018 | OG/NEUTRAL CABLE/DUCT LINKS - 2X6.35X101.6 /PH - ALUMINIUM 4 POLE - TPN FEEDER 100%N : Feeder rating = 1250A |  |  |  |  | LINK | LINKS
TH015138 | VACANT FEEDER : TX - FEEDER SIZE (MM) - 480 - FEEDER W - - F |  |  |  |  | MS | MS
TH015139 | VACANT FEEDER : TX - FEEDER SIZE (MM) - 560 - FEEDER W - - F |  |  |  |  | MS | MS
TH032196 | STRUCTURE : TS 2400H 600W 1304D 410BB |  |  |  |  | MS | MS
TH032197 | STRUCTURE : TS 2400H 800W 1304D 410BB |  |  |  |  | MS | MS
TH032207 | STRUCTURE : TX 2400H 700W 1044D 410BB |  |  |  |  | MS | MS
TH032252 | POWER WIRING FOR OUTGOINGFDR - 400 A TPN 100%N |  |  |  |  | wire | WIRE
F33A0225 | AUX BUS-10:3X6MM CU 850 W |  |  |  |  | Link | LINKS
C2920117 | SALZER SELECTOR SWITCH : POLE : 4P,RATING ; 32A;DOOR |  |  |  |  | SEL SW | ELECTRICAL
F3A20116 | DIRECT LINKS | 10.516 | 10.36 |  |  | LINK | LINKS
C1240117 | FRONT AUX 1NO+1NC (MNX9-80) |  |  |  |  | MNX | ELECTRICAL
C1240127 | 1NO+1NC,2ND LHS (MNX95-550) |  |  |  |  | MNX | ELECTRICAL
C1240129 | 1NO+1NC,LHS (MNX9-40) |  |  |  |  | MNX | ELECTRICAL
C1240130 | 1NO+1NC,RHS (MNX9-40) |  |  |  |  | MNX | ELECTRICAL
C1240131 | 1NO+1NC,1ST LHS (MNX45-80) |  |  |  |  | MNX | ELECTRICAL
C1240132 | 1NO+1NC,1ST RHS (MNX45-80) |  |  |  |  | MNX | ELECTRICAL
C21B0107 | RISHABH AMMETER : 72X72 240 DEGREE SUPPRESSED SCALE CLASS 1.0 |  |  |  |  | Meter | ELECTRICAL
C21B0113 | RISHABH AMMETER : 96X96 240 DEGREE NORMAL SCALE CLASS 1.0 |  |  |  |  | Meter | ELECTRICAL
C22B0107 | RISHABH VOLTMETER : 96X96 240 DEGREE NORMAL SCALE CLASS 1.0 |  |  |  |  | Meter | ELECTRICAL
C2430111 | ESBEE: FLUSH HEAD NON-ILLUMINATD P.B. |  |  |  |  | PB | ELECTRICAL
C2430116 | ESBEE: 1 NO (EC1C) |  |  |  |  | PB | ELECTRICAL
C2700207 | GIC TIMER: MICON 225 2AODT5 |  |  |  |  | Timer | ELECTRICAL
C292A105 | SALZER 16A 2 POLE AC NON LOCKABLE |  |  |  |  | SEL SW | ELECTRICAL
C292A121 | SALZER 16A 4 POLE AC NON LOCKABLE |  |  |  |  | SEL SW | ELECTRICAL
C2C11101 | SIC MALE |  |  |  |  | SIC | ELECTRICAL
C2C11102 | SIC FEMALE-TQ3 FRAME |  |  |  |  | SIC | ELECTRICAL
C2C11105 | SIC FEMALE SERVICE |  |  |  |  | SIC | ELECTRICAL
C2C30107 | ELMEX: CBT M5 |  |  |  |  | Terminal | ELECTRICAL
CL270103 | 4:6X150/PH TP AL COUPLING LINKS FOR LHS |  | 38.64 |  |  | Link | LINKS
CL320103 | 4:6X150/PH TP AL COUPLING LINKS FOR RHS |  | 30.84 |  |  | Link | LINKS
F31B0116 | BUSBAR-4:6X150MM AL TP 320W | 3.824 | 9.36 |  |  | Link | LINKS
F31B0118 | BUSBAR-4:6X150MM AL TP 100W |  | 3.44 |  |  | Link | LINKS
F31D0439 | BUSBAR-6:6X150MM AL TPN 100%N 30W 65KA |  | 2.304 |  |  | Link | LINKS
F343A105 | DROPPER MID & BOTT-5:6x100AL PER PH-TIER-3 | 8.073 | 18.9 |  |  | Link | LINKS
F343B104 | DROPPER MID & BOTT-4:6x100CU PER N-TIER-3 | 8.073 |  | 49.824 |  | Link | LINKS
F341B102 | DROPPER TOP-2:6x100CU PER N-TIER-2 | 8.073 |  | 24.912 |  | Link | LINKS
F33A0176 | AUX BUS-4:3X6MM CU 1050 W |  |  | 0.504 |  | Link | LINKS
F3A20132 | I/C DIRECT LINKS 3200/3500A 4P AL (6:6/150 AL) BOTTOM BB | 19.771 | 71.379 | 26.865 |  | Link | LINKS
F3A20108 | I/C DIRECT LINKS 1600A,4P AL (4:6/75 AL) | 10.963 | 20.976 |  |  | Link | LINKS
F3D10140 | 3000A,4P AL (6:6/150 AL) BOTTOM BB | 30.496 | 199.153 |  |  | Link | LINKS
TH030303 | CONTROL WIRING COST FOR DOLFEEDER - 1.5 SQ.MM |  |  |  |  | WIRE | WIRE
C1310104 | MN12 (MULTI TURN) |  |  |  |  | WIRE | WIRE
C1394147 | H-80kA DN2-250 63A 3P WITH Mag |  |  |  |  | DN | ELECTRICAL
PKG00194 | TQ3,800 MM,944 MM,CRATE ( EXPORT ) |  |  |  |  | PKG | PACKING
AB020029 | C POWER ELE D/O ACB 4P, 2000 H |  |  |  |  | ACB | ELECTRICAL
C2040116 | 2000-2500A, 15VA (2500A ACB)-PRECISE,EPOXY |  |  |  |  | CT VT | ELECTRICAL
C1320122 | MNX 650 (WITH 2NO+2NC AUX CONTACT) |  |  |  |  | MNX | ELECTRICAL
AB020033 | C POWER ELE D/O ACB 4P, 3200 H1 |  |  |  |  | ACB | ELECTRICAL
AB020027 | C POWER ELE D/O ACB 4P, 1600 H |  |  |  |  | ACB | ELECTRICAL
AB060027 | NEUTRAL CT:N-CT, 800A |  |  |  |  | ACB | ELECTRICAL
C1370031 | N-50kA DN2-250 160A 3P WITH MTX1.0 |  |  |  |  | DN | ELECTRICAL
C1370033 | N-50kA DN2-250 250A 3P WITH MTX1.0 |  |  |  |  | DN | ELECTRICAL
C1370034 | N-50kA DN3-630 630A 3P WITH MTX1.0 |  |  |  |  | DN | ELECTRICAL
C1370067 | N-50kA DN3-400N 400A 3P WITH MTX1.0 |  |  |  |  | DN | ELECTRICAL
C21B0109 | RISHABH AMMETER : 96X96 90 DEGREE NORMAL SCALE CLASS 1.0 |  |  |  |  | Meter | ELECTRICAL
C292A181 | SALZER 16A 2 POLE DC LOCKABLE |  |  |  |  | SEL SW | ELECTRICAL
C2C30111 | ELMEX: CST 2.5 |  |  |  |  | Terminal | ELECTRICAL
C2C30114 | ELMEX: CST 6 |  |  |  |  | Terminal | ELECTRICAL
TH032162 | TF CONTROL WIRING: NON SUP PANEL WITH RELEASE FOR INCOMER FEEDER 800MM 1.5SQMM |  |  |  |  | wire | WIRE
PKG00475 | TF3 CRATE PKG 2430 H 1200 W 2044 D ALL |  |  |  |  | PKG | PACKING
PKG00206 | TF900,944 MM,CRATE ( EXPORT )830+AOC |  |  |  |  | PKG | PACKING
F3E10102 | NEUTRAL CABLE/DUCT LINKS - 1X6X100 AL - ALUMINIUM 3 POLE - TPN FEEDER 100%N : Feeder rating = 1250A |  | 1.117 |  |  | LINK | LINKS
F3A20140 | I/C DIRECT LINKS 2000A,4P AL (4:6/100 AL) BOTTOM BB : Feeder rating = 2000A | 14.582 | 26.992 |  |  | LINK | LINKS
F3B50111 | EXTRA FOR AOC - 3X6X150 AL ALUMINIUM - 4 POLE : Feeder rating = 2000A | 1.608 | 10.91 |  |  | LINK | LINKS
F33A0155 | AUX BUS-4:3X6MM CU 600 W |  |  | 0.288 |  | LINK | LINKS
PKG03351 | TS: CRATE PKG D 1344 W 1400 H 2400 |  |  |  |  | PKG | PACKING
Q3260101 | VERT EBAR : SF(CABLE ALLEY 300),5X20MM, |  |  | 5.03 | 7922.25 | Link | LINKS
C2070101 | 1000A/1A CL PS CTs |  |  |  |  | CT VT | ELECTRICAL
F3G30114 | 450MM SIZE SS BARRIER 320W | 1.918 |  |  |  | MS | MS
F3U10002 | I/C DIRECT LINK-1000A | 13.839 | 11.07 |  |  | LINK | LINKS
F3U60002 | B/C LINK-1000A | 6.25 | 10.28 |  |  | LINK | LINKS
F3U50002 | B/C N-LINK-1000A | 0.207 | 1.784 |  |  | LINK | LINKS
F3110136 | GLAND PLATE, 3MM SS, TF900-600W | 11.32 |  |  |  | MS | MS
F31C0107 | BUSBAR-2:6X100MM AL TPN 50%N 600W | 3.824 | 7.98 |  |  | LINK | LINKS
C2C30102 | ELMEX: CAT M5 |  |  |  |  | Terminal | ELECTRICAL
C2C30108 | ELMEX: CBT M6 |  |  |  |  | Terminal | ELECTRICAL
C292A201 | SALZER 16A 4 POLE DC NON LOCKABLE |  |  |  |  | SEL SW | ELECTRICAL
C21A0109 | AE AMMETER : 96X96 90 DEGREE NORMAL SCALE CLASS 1.0 |  |  |  |  | Meter | ELECTRICAL
C292A217 | SALZER 16A 6 POLE DC NON LOCKABLE |  |  |  |  | SEL SW | ELECTRICAL
C292A225 | SALZER 16A 8 POLE DC NON LOCKABLE |  |  |  |  | SEL SW | ELECTRICAL
C2C11103 | SIC FEMALE TEST |  |  |  |  | SIC | ELECTRICAL
Q312C104 | LINKS FN250/400A CU TPN 50%N |  |  | 9.85 |  | LINK | LINKS
C2D70101 | LHS WIRING COST |  |  |  |  | wire | WIRE
C292A137 | SALZER 16A 6 POLE AC NON LOCKABLE |  |  |  |  | SEL SW | ELECTRICAL
C2C11104 | SIC FEMALE SERVICE + TEST |  |  |  |  | SIC | ELECTRICAL
C21A0111 | AE AMMETER : 96X96 90 DEGREE SUPPRESSED SCALE CLASS 1.0 |  |  |  |  | Meter | ELECTRICAL
C1440013 | MCCB dsine DZ1-160N 100A 3P 50KA iTrip1 |  |  |  |  | DZ | ELECTRICAL
C1440301 | ACC dsine DZ1/2/3/4 Aux/TAC 1 C/o |  |  |  |  | DZ | ELECTRICAL
C1440302 | ACC dsine DZ6/7 Aux/TAC 1 C/o |  |  |  |  | DZ | ELECTRICAL
C1440309 | ACC dsine DZ1 Extended ROH |  |  |  |  | DZ | ELECTRICAL
C1440311 | ACC dsine DZ6 Extended ROH |  |  |  |  | DZ | ELECTRICAL
C2430112 | ESBEE: FLUSH HEAD-ILLUMINATED P.B. |  |  |  |  | PB | ELECTRICAL
C2430117 | ESBEE: 1 NC (EC2C) |  |  |  |  | PB | ELECTRICAL
C2B20209 | CBCT FOR MCOMP RELAY |  |  |  |  | CT VT | ELECTRICAL
F31A0132 | BUSBAR-1:6X100MM CU TP 800W | 3.824 |  | 15.18 |  | Link | LINKS
F33A0116 | AUX BUS-7:3X6MM CU 800 W |  |  |  |  | PR | PR
F3G60121 | BUSBAR FISH PLATES 1:6X100MM CU-TP |  |  | 2.77 |  | Link | LINKS
F3H30119 | AUX BUS FISH PLATE-7:3X6MM CU |  |  |  |  | PR | PR
Q312C101 | LINKS FN200A CU TP |  |  | 3.723 |  | Link | LINKS
Q3260102 | VEBAR 6X38 CU TQ3 DF PANEL |  |  | 9.62 |  | Link | LINKS
RE430037 | MCOMP CT3 (ILFC 4.5 - 13.5A) 1.0 M CBCT CABLE |  |  |  |  | Relay | ELECTRICAL
C2D90117 | DIODE: UF4007 |  |  |  |  | Diode | ELECTRICAL
C1440002 | MCCB dsine DZ1-160N 100A 3P 50KA FM |  |  |  |  | DZ | ELECTRICAL
AB050020 | AUTO RESET W/O IND (TRIP/LOCK) |  |  |  |  | ACB | ELECTRICAL
C292A185 | SALZER 16A 2 POLE DC NON LOCKABLE |  |  |  |  | SEL SW | ELECTRICAL
C2D90204 | KIYOSH RESISTOR: 0-300 OHM 150W WIRE WOUND |  |  |  |  | RESISTOR | ELECTRICAL
C2020502 | PRECISE, CL5P10, 15VA, 300/1A |  |  |  |  | CT VT | ELECTRICAL
C2020504 | PRECISE, CL5P10, 15VA, 300/1A |  |  |  |  | CT VT | ELECTRICAL
C22B0105 | RISHABH VOLTMETER : 96X96 90 DEGREE NORMAL SCALE CLASS 1.0 |  |  |  |  | Meter | ELECTRICAL
C1440011 | MCCB dsine DZ1-160N 125A 4P 50KA VTVM |  |  |  |  | DZ | ELECTRICAL
C211C102 | RISHAB DIGITAL ENERGY METER : EM1320 RS485 |  |  |  |  | Meter | ELECTRICAL
C292A186 | SALZER 25A 2 POLE DC NON LOCKABLE |  |  |  |  | SEL SW | ELECTRICAL
C292A218 | SALZER 25A 6 POLE DC NON LOCKABLE |  |  |  |  | SEL SW | ELECTRICAL
C1440117 | MCCB dsine DZ6-400N 400A 4P 50KA VTVM |  |  |  |  | DZ | ELECTRICAL
C292A189 | SALZER 16A 3 POLE DC LOCKABLE |  |  |  |  | SEL SW | ELECTRICAL
C292A253 | SALZER 16A 16 POLE DC LOCKABLE |  |  |  |  | SEL SW | ELECTRICAL
C1440008 | MCCB dsine DZ1-160N 160A 3P 50KA VTVM |  |  |  |  | DZ | ELECTRICAL
C1440115 | MCCB dsine DZ6-400N 400A 3P 50KA VTVM |  |  |  |  | DZ | ELECTRICAL
F3U10006 | I/C DIRECT LINK-2500A | 11.647 | 30.61 | 33.732 |  | Link | LINKS
F3U60006 | B/C LINK-2500A | 18.27 | 92.35 | 50.38 |  | Link | LINKS
F3U50006 | B/C N-LINK-2500A |  | 13.14 |  |  | Link | LINKS
CL320107 | 3:6X150/PH TPN AL COUPLING LINKS FOR RHS |  | 28.27 |  |  | Link | LINKS
CL270107 | 3:6X150/PH TPN AL COUPLING LINKS FOR LHS |  | 35.42 |  |  | Link | LINKS
C22A0105 | AE VOLTMETER : 96X96 90 DEGREE NORMAL SCALE CLASS 1.0 |  |  |  |  | Meter | ELECTRICAL
AB640023 | OMEGA ELECTRICAL D/O ACB FR-I 3P 1250 N |  |  |  |  | ACB | ELECTRICAL
RE430025 | MCOMP CT1(ILFC 0.6 - 2.0A) 0.5M CABLE |  |  |  |  | Relay | ELECTRICAL
RE430026 | MCOMP CT2 (ILFC 1.8 - 5.4A) 0.5M CABLE |  |  |  |  | Relay | ELECTRICAL
RE430027 | MCOMP CT3 (ILFC 4.5 - 13.5A) 0.5M CABLE |  |  |  |  | Relay | ELECTRICAL
C1680130 | MOG-H1M, 9-13, 100KA |  |  |  |  | MOG | ELECTRICAL
RE430028 | MCOMP CT4 (ILFC 12.6 - 37.8A) 0.5M CABLE |  |  |  |  | Relay | ELECTRICAL
RE430029 | MCOMP CT5(ILFC 36 - 81A) 0.5M CABLE |  |  |  |  | Relay | ELECTRICAL
C1440078 | MCCB dsine DZ2-160H 100A 3P 80KA iTrip1 |  |  |  |  | DZ | ELECTRICAL
C1440304 | ACC dsine DZ1/2/3/4 Shunt 240V ac |  |  |  |  | DZ | ELECTRICAL
C1440310 | ACC dsine DZ2 Extended ROH |  |  |  |  | DZ | ELECTRICAL
C21B0111 | RISHABH AMMETER : 96X96 90 DEGREE SUPPRESSED SCALE CLASS 1.0 |  |  |  |  | Meter | ELECTRICAL
C2700210 | GIC TIMER: MICON 225 23GDT0 |  |  |  |  | Timer | ELECTRICAL
C2C30123 | ELMEX: KLTD M4 |  |  |  |  | Terminal | ELECTRICAL
TH014843 | TX EC 1100DX2400H | 44.243 |  |  |  | MS | MS
PKG02123 | PLY 630MM 1100 DEPTH |  |  |  |  | PKG | PACKING
TH032858 | POWER WIRING FOR CONTFEEDER - 100A |  |  |  |  | IC OG Contact | ELECTRICAL
TH034928 | INCOMING TERMINAL 135A TPN |  |  |  |  | IC OG Contact | ELECTRICAL
TH034944 | OUTGOING TERMINAL 250A TPN |  |  |  |  | IC OG Contact | ELECTRICAL
C1240128 | 1NO+1NC,2ND RHS (MNX95-550) |  |  |  |  | MNX | ELECTRICAL
C1410127 | MCCB DM100 30A 3P Mag |  |  |  |  | DL/DM | ELECTRICAL
C21A0113 | AE AMMETER : 96X96 240 DEGREE NORMAL SCALE CLASS 1.0 |  |  |  |  | Meter | ELECTRICAL
Q3150101 | Power Term O/G: D/O,3:250A SP (LINK FEEDER) |  |  |  |  | IC OG Contact | ELECTRICAL
F3110104 | GLAND PLATE, 2MM SS, TF1400-800W |  |  |  |  | MS | MS
TH032860 | POWER WIRING FOR MCCB + CONTACTOR FEEDER 125A |  |  |  |  | wire | WIRE
TH032862 | POWER WIRING FOR MCCB + CONTACTOR FEEDER 160A |  |  |  |  | wire | WIRE
TH032867 | POWER LINKS FOR MCCB + CONTACTOR FEEDER 250A |  |  |  |  | wire | WIRE
C2C30141 | ELMEX: SUT 4 |  |  |  |  | Terminal | ELECTRICAL
C1440065 | MCCB dsine DZ2-160H 63A 3P 80KA VTVM |  |  |  |  | DZ | ELECTRICAL
C2430113 | ESBEE: MUSHROOM PUSH TURN P.B. |  |  |  |  | PB | ELECTRICAL
C2430115 | ESBEE: GUARD RING FOR PB |  |  |  |  | PB | ELECTRICAL
C2430119 | ESBEE: 1 NC (HC61B2) |  |  |  |  | PB | ELECTRICAL
C22A0114 | AE VOLTMETER : DC 96X96 90 DEGREE NORMAL SCALE CLASS 1.0 |  |  |  |  | Meter | ELECTRICAL
C2D90219 | KIYOSH RESISTOR: 0-2000 OHM 200W WIRE WOUND |  |  |  |  | RESISTOR | ELECTRICAL
C1440005 | MCCB dsine DZ1-160N 63A 3P 50KA VTVM |  |  |  |  | DZ | ELECTRICAL
C1440059 | MCCB dsine DZ2-160H 63A 3P 80KA FM |  |  |  |  | DZ | ELECTRICAL
C1440060 | MCCB dsine DZ2-160H 100A 3P 80KA FM |  |  |  |  | DZ | ELECTRICAL
C1440010 | MCCB dsine DZ1-160N 100A 4P 50KA VTVM |  |  |  |  | DZ | ELECTRICAL
C2C30101 | ELMEX: CAT M4 |  |  |  |  | Terminal | ELECTRICAL
C1440138 | MCCB dsine DZ6-400L 400A 3P 80KA iTrip3 |  |  |  |  | DZ | ELECTRICAL
C1440137 | MCCB dsine DZ6-400L 320A 3P 80KA iTrip3 |  |  |  |  | DZ | ELECTRICAL
C21A0105 | AE AMMETER : 72X72 240 DEGREE NORMAL SCALE CLASS 1.0 |  |  |  |  | Meter | ELECTRICAL
C21A0115 | AE AMMETER : 96X96 240 DEGREE SUPPRESSED SCALE CLASS 1.0 |  |  |  |  | Meter | ELECTRICAL
C22A0107 | AE VOLTMETER : 96X96 240 DEGREE NORMAL SCALE CLASS 1.0 |  |  |  |  | Meter | ELECTRICAL
C292A202 | SALZER 25A 4 POLE DC NON LOCKABLE |  |  |  |  | SEL SW | ELECTRICAL
C292A226 | SALZER 25A 8 POLE DC NON LOCKABLE |  |  |  |  | SEL SW | ELECTRICAL
C2B20213 | CBCT FOR REM615 RELAY |  |  |  |  | CT VT | ELECTRICAL
PKG00469 | TF3 CRATE PKG 2430 H 600 W 1744 D ALL |  |  |  |  | PKG | PACKING
F3E10108 | NEUTRAL CABLE/DUCT LINKS - 3X6X150 AL - ALUMINIUM 3 POLE - TPN FEEDER 50%N : Feeder rating = 3000A |  | 13.773 |  |  | LINK | LINKS
C2760115 | EXORA MCB 3P 16A "C" Curve 10kA |  |  |  |  | MCB | ELECTRICAL
C2D90118 | DIODE: IN4007 |  |  |  |  | Diode | ELECTRICAL
C2080117 | 3P AMMETER CL1 |  |  |  |  | Meter | ELECTRICAL
C2080118 | 3P AMMETER CL0.5 |  |  |  |  | Meter | ELECTRICAL
C2080137 | MFM 4430 LED METER CL1 WITH RS485 |  |  |  |  | Meter | ELECTRICAL
Q3020106 | GENERAL FEEDER - 1200MM FULL - FORM -3B |  |  |  |  | MS | MS
TH004040 | Incoming Links - Single -Middle-6:6X100-AL-4P-100% N-Bus PKT:DDIL : Feeder rating = 2500A |  |  |  |  | LINK | LINKS
C21A0102 | AE AMMETER : 72X72 90 DEGREE NORMAL SCALE CLASS 1.5 |  |  |  |  | Meter | ELECTRICAL
C2010417 | MCT_MAKE MAKE METERING CT, 630A/1A, 7.5VA, CLASS 1 |  |  |  |  | CT VT | ELECTRICAL
C2430118 | ESBEE: 1 NO (HC61A2) |  |  |  |  | PB | ELECTRICAL
C2080120 | 3P VOLTMETER CL1 |  |  |  |  | Meter | ELECTRICAL
C2080121 | 3P VOLTMETER CL0.5 |  |  |  |  | Meter | ELECTRICAL
AB020026 | C POWER ELE D/O ACB 4P, 1600 C |  |  |  |  | ACB | ELECTRICAL
C292A138 | SALZER 25A 6 POLE AC NON LOCKABLE |  |  |  |  | SEL SW | ELECTRICAL
C292A193 | SALZER 16A 3 POLE DC NON LOCKABLE |  |  |  |  | SEL SW | ELECTRICAL
C292A233 | SALZER 16A 10 POLE DC NON LOCKABLE |  |  |  |  | SEL SW | ELECTRICAL
AB020048 | C POWER ELE D/O ACB 4P, 1250 S1 |  |  |  |  | ACB | ELECTRICAL
F31C0228 | BUSBAR-3:6X100MM AL TPN 50%N 600W 65KA | 3.824 | 12.54 |  |  | Link | LINKS
C1440064 | MCCB dsine DZ2-160H 40A 3P 80KA VTFM |  |  |  |  | DZ | ELECTRICAL
C1440066 | MCCB dsine DZ2-160H 100A 3P 80KA VTVM |  |  |  |  | DZ | ELECTRICAL
TH032840 | POWER WIRING COST 16A |  |  |  |  | WIRE | WIRE
TH015150 | ^ VACANT FEEDER - FORM-IV - 720- FEEDER W - - F -V |  |  |  |  | MS | MS
PKG02132 | PLY 900MM 1100 DEPTH |  |  |  |  | PKG | PACKING
PKG02125 | PLY 1200MM 1100 DEPTH |  |  |  |  | PKG | PACKING
PKG02381 | PLY 1200MM 1260 DEPTH |  |  |  |  | PKG | PACKING
PKG02382 | PLY 1370MM 1260 DEPTH |  |  |  |  | PKG | PACKING
PKG02898 | PLY 1840MM 1260 DEPTH |  |  |  |  | PKG | PACKING
PKG02890 | PLY 2000MM 1260 DEPTH |  |  |  |  | PKG | PACKING
TH014036 | BUSBAR: TX CU 900W 4:10X100 TPN50%N |  |  |  |  | Link | LINKS
TH032937 | IC LINKS: TOP TIER 2X5X65 CU 3P 310 MM DDIL |  |  |  |  | Link | LINKS
TH033193 | OG CABLE LINKS: 1X5X100 CU 3P |  |  |  |  | Link | LINKS
TH032958 | IC LINKS: TWO TIER MIDDLE 2X5X65 CU 3P 310 MM NIL |  |  |  |  | Link | LINKS
TH015046 | ^ DOL FEEDER - FORM-IV - 480- FEEDER W - - F |  |  |  |  | MS | MS
TH034943 | OUTGOING TERMINAL 250A TP |  |  |  |  | IC OG Contact | ELECTRICAL
C1330104 | MO 25 CONTACTOR |  |  |  |  | MO | ELECTRICAL
F31D0274 | BUSBAR-4:6X150MM AL TPN 50%N 800W 65KA | 3.824 | 31.038 |  |  | Link | LINKS
F31D0276 | BUSBAR-4:6X150MM AL TPN 50%N 320W 65KA | 3.824 | 10.92 |  |  | Link | LINKS
F31D0278 | BUSBAR-4:6X150MM AL TPN 50%N 100W 65KA |  | 3.764 |  |  | Link | LINKS
C2030116 | #MCT_MAKE# MAKE METERING CT, 2500A/1A, 7.5VA, CLASS 1 |  |  |  |  | CT VT | ELECTRICAL
C2030117 | #MCT_MAKE# MAKE METERING CT, 3000A/1A, 7.5VA, CLASS 1 |  |  |  |  | CT VT | ELECTRICAL
C2040117 | 3000A/1A,15VA,5P10 CT |  |  |  |  | CT VT | ELECTRICAL
F3U70023 | EXTRA FOR AOC - 2X6X100 AL- 3 POLE : Feeder rating = 1250A |  |  |  |  | Link | LINKS
F3U60003 | B/C LINK-1250A |  |  |  |  | Link | LINKS
F31D0427 | BUSBAR-4:6X150MM AL TPN 50%N 30W 65KA |  | 1.344 |  |  | Link | LINKS
F3A10108 | I/C DROPPER LINKS 1250A,4P AL (4:6/50 AL) : Feeder rating = 1000A | 7.818 | 18.352 |  |  | Link | LINKS
F3B10116 | OG CABLE LINK 1250A,4P AL (2:6/100 AL) : Feeder rating = 1000A | 22.684 | 10.384 |  |  | Link | LINKS
TH032155 | CONTROL WIRING COST FOR ACB O/G |  |  |  |  | wire | WIRE
C292A101 | SALZER 16A 2 POLE AC LOCKABLE |  |  |  |  | SEL SW | ELECTRICAL
C1240114 | FRONT AUX 1NO+3NC (MNX9-80) |  |  |  |  | MNX | ELECTRICAL
C292A106 | SALZER 25A 2 POLE AC NON LOCKABLE |  |  |  |  | SEL SW | ELECTRICAL
AB020023 | C POWER ELE D/O ACB 4P, 1000 H |  |  |  |  | ACB | ELECTRICAL
F3D20112 | LINK_BC_TF_A : Feeder rating = 1250A | 11.172 | 8.48 |  |  | LINK | LINKS
C2C30103 | ELMEX: CBT 110 |  |  |  |  | TERMINAL | ELECTRICAL
AB060018 | SR18Gi,4 POLE,1250 A,CT |  |  |  |  | ACB | ELECTRICAL
F3D10110 | LINK_BC_TF_A : Feeder rating = 1250A 4:6X75 | 7.318 | 22.69 |  |  | LINK | LINKS
TH015151 | ^ VACANT FEEDER - FORM-IV - 800- FEEDER W - - F -V | 10.379 |  |  |  | MS | MS
TH034945 | OUTGOING TERMINAL 400A TP |  |  |  |  | IC OG Contact | ELECTRICAL
PKG00405 | TF900 CRATE PKG 2430 H 600 W 944 D ALL |  |  |  |  | PKG | PACKING
TH032848 | POWER WIRING COST 32A CONT FEEDER |  |  |  |  | wire | WIRE
C1440006 | MCCB dsine DZ1-160N 100A 3P 50KA VTVM |  |  |  |  | DZ | ELECTRICAL
C1440075 | MCCB DZ2-160H 50A 3P 80KA iTrip1 W/O ROM |  |  |  |  | DZ | ELECTRICAL
C2C30134 | ELMEX: KUT2.5 |  |  |  |  | Terminal | ELECTRICAL
C2C30132 | ELMEX: KUT 6 |  |  |  |  | Terminal | ELECTRICAL
C211D101 | RISHMASTER : 3430 110V CL0.5 WITH RS485 |  |  |  |  | Meter | ELECTRICAL
C292A145 | SALZER 16A 8 POLE AC NON LOCKABLE |  |  |  |  | SEL SW | ELECTRICAL
C2670111 | 6A TO 32A-3P |  |  |  |  | MCB | ELECTRICAL
C1240112 | FRONT AUX 3NO+1NC (MNX9-80) |  |  |  |  | MNX | ELECTRICAL
C21A0112 | AE AMMETER : 96X96 90 DEGREE SUPPRESSED SCALE CLASS 1.5 |  |  |  |  | Meter | ELECTRICAL
F3D10109 | OG CABLE/DUCT LINKS - 1X6X100 AL - ALUMINIUM 4 POLE : Feeder rating = 800A | 3.602 | 7.044 |  |  | LINK | LINKS
C1440080 | MCCB dsine DZ2-160H 160A 3P 80KA iTrip1 |  |  |  |  | DZ | ELECTRICAL
C1440132 | MCCB dsine DZ6-400H 400A 3P 80KA iTrip1 |  |  |  |  | DZ | ELECTRICAL
TH030382 | HORZ EBAR : TS 1:6X50 TINCU 800W |  |  | 2.285 |  | LINK | LINKS
TH030381 | HORZ EBAR : TS 1:6X50 TINCU 800W |  |  | 2.856 |  | LINK | LINKS
F349A110 | DROPPER: TF3 FN/MCCB 2:6X100 AL TPN 100%N TIER 1 ONLY | 8.073 | 12.32 |  |  | LINK | LINKS
F3U30002 | 1000A,3P AL (2:6/75AL) | 12.583 | 7.218 |  |  | LINK | LINKS
F3U70022 | EXTRA FOR AOC - 2X6X100 AL ALUMINIUM - 3 POLE : Feeder rating = 1000A | 1.608 | 4.63 |  |  | LINK | LINKS
F3U60022 | B/C LINK-1000A | 6.25 | 11.99 |  |  | LINK | LINKS
F3110135 | GLAND PLATE, 2MM SS, TF900-600W | 9.06 |  |  |  | MS | MS
F3F20106 | 630 AL LINKS IN TF, TPN 100%N | 24.988 | 32.341 |  |  | LINK | LINKS
C2A30003 | 3TH30 AC MAIN CONTACTOR |  |  |  |  | 3TH | ELECTRICAL
C292A133 | SALZER 16A 6 POLE AC LOCKABLE |  |  |  |  | SEL SW | ELECTRICAL
C2C30103 | ELMEX: CBT 110 |  |  |  |  | Terminal | ELECTRICAL
AB060018 | SR18Gi,4 POLE,2000 A,C |  |  |  |  | ACB | ELECTRICAL
F3F20104 | POWER WIRING COST 250A | 26.541 | 24.519 |  |  | LINK | LINKS
F362A108 | DROPPER: TF9 2:6X100 AL TPN 100%N TIER 3 ONLY | 8.073 | 10.08 |  |  | LINK | LINKS
TH004259 | EXTRA PER AOC - AL - 3P/4P - TPN - 2 : 6.35 X 152.4 - AOC: - 1 |  | 12.06 |  |  | LINK | LINKS
TH004259 | AOC LINK EXTRA 2:6X150 4P |  | 12.06 |  |  | LINK | LINKS
F3D10132 | 1600A,4P AL (4:6/75 AL) BOTTOM BB | 7.318 | 24.506 |  |  | LINK | LINKS
F31C0170 | BUSBAR-3:6X100MM AL TPN 100%N 320W | 3.824 | 6.264 |  |  | LINK | LINKS
F360A109 | DROPPER: TF9 3:6X100 AL TPN 100%N TIER 1 ONLY | 8.073 | 15.12 |  |  | LINK | LINKS
F360A108 | DROPPER: TF9 2:6X100 AL TPN 100%N TIER 1 ONLY | 8.073 | 10.08 |  |  | LINK | LINKS
F3U60009 | B/C LINK-4000A-8:6x150AL | 26.97 | 81.83 | 299.02 |  | LINK | LINKS
Q3490105 | BUSBAR AND DROPPER JOINT SHROUD 1 PKT 6X150-TP |  |  |  |  | PR | PR
F31B0261 | BUSBAR-3:6X150MM AL TP 30W |  | 0.864 |  |  | LINK | LINKS
F31B0269 | BUSBAR-6:6X150MM CU TP 30W |  |  | 5.691 |  | LINK | LINKS
C2870151 | MULTIFUNCTION,TYPE M42,AC AUX SUPLY |  |  |  |  | Transducer | ELECTRICAL
C1440044 | MCCB DZ2-160H 50A 3P 50KA iTrip1 W/O ROM |  |  |  |  | DZ | ELECTRICAL
Q312C103 | POWER WIRING COST FOR OUTGOING FDR - 400 A - TP FEEDER |  |  | 8.828 |  | LINK | LINKS
RE430039 | MCOMP CT5(ILFC 36 - 81A) 1.0 M CBCT CABLE |  |  |  |  | Relay | ELECTRICAL
C1800106 | MNX-S4 |  |  |  |  | MNX | ELECTRICAL
RE430035 | MCOMP CT1(ILFC 0.6 - 2.0A) 1.0 M CBCT CABLE |  |  |  |  | Relay | ELECTRICAL
RE430036 | MCOMP CT2 (ILFC 1.8 - 5.4A) 1.0 M CBCT CABLE |  |  |  |  | Relay | ELECTRICAL
RE430038 | MCOMP CT4 (ILFC 12.6 - 37.8A) 1.0 M CBCT CABLE |  |  |  |  | Relay | ELECTRICAL
C1800105 | MNX-S3 |  |  |  |  | MNX | ELECTRICAL
C22A0106 | AE VOLTMETER : 96X96 90 DEGREE NORMAL SCALE CLASS 1.5 |  |  |  |  | Meter | ELECTRICAL
C1240116 | FRONT AUX 2NO (MNX9-80) |  |  |  |  | MNX | ELECTRICAL
F31C0217 | BUSBAR-1:6X100MM AL TPN 50%N 800W 65KA |  |  |  |  | LINK | LINKS
F3B10117 | OG CABLE LINK 4000A,3P C ACB AL (6:6/150 AL) : FEEDER RATING = 4000A |  |  |  |  | LINK | LINKS
Note on D671: Assumption
Note on C1501: Assumption

## WO COSTCODE
DESC | CAT MICRO | CAT MACRO | SS | Al | Cu | HRS | WIRE | WIRE | WIRE | WIRE | WIRE | WIRE | WIRE | WIRE | WIRE
#MCT_MAKE# MAKE METERING CT, 200A/1A, 7.5VA, CLASS 0.5 | CT VT
#MCT_MAKE# MAKE METERING CT, 25A/1A, 7.5VA, CLASS 1 | CT VT
#MCT_MAKE# MAKE METERING CT, 400A/1A, 7.5VA, CLASS 1 | CT VT
#MCT_MAKE# MAKE METERING CT, 80A/1A, 7.5VA, CLASS 1 | CT VT
1000A/1A CL PS CTs | CT VT
150A/1A,2.5VA,5P20 CT | CT VT
2500A/1A CL PS CTs | CT VT
7SJ66 RELAY 7SJ66,2:1/3 19",4xI,4xU,22BI,10BO | Relay
ABB P8NCH2J,110V DC | Relay
ABB PQ5NCH2J,110V DC | Relay
ABB PQ8NC2JW,110-125V DC | Relay
ABB PQ8NCH2J,110V DC | Relay
ABB PQ8NCH2J,220V DC | Relay
ABB RELAY, REF615, AUX SUPP:1 : 48-250Vdc, 100-240Vac | Relay
ABB, PSU14n-2X, 220V DC | RE
ADAPTOR KIT FOR N-CT | DN
ADD-ON AUX CONTACT FRONT:2NO + 2NC | MNX
ADD-ON AUX CONTACT LHS:1NO+1NC(2ND LEFT) | MNX
ADD-ON AUX CONTACT RHS:1NO+1NC(2ND RIGHT) | MNX
AL LINK IN ZOC | LINK
AMMETER, AE, MOVING IRON (AC), 0-125A | Meter
AMMETER, AE, MOVING IRON (AC), 0-200A | Meter
AMMETER, AE, MOVING IRON (AC), 0-300A | Meter
AMMETER, AE, MOVING IRON (AC), 0-500A | Meter
ANY MAKE,110V DC,16A | Diode
ANY MAKE,220V DC,25A | MCB
AUX CONT :1 C/O | MCB
AUX CONTACT 1C/O | MCB
BELDEN CABLE 9841 | Communication
BELDEN CABLE 9841,120 OHM,BELDFOIL + TC BRAID SHIELD | Communication
BELDEN CABLE9841,120 OHM,BELDFOIL + TC BRAID SHIELD | Communication
BELDEN PATCHCORD :C5C4106001M | Communication
BELDEN PATCHCORD :C5C4106003M | Communication
BELDEN PATCHCORD :C5C4106004M | Communication
BELDEN PATCHCORD :C5C4106005M | Communication
BELDEN PATCHCORD :C5C4106006M | Communication
BELDEN PATCHCORD :C5C4106010M | Communication
CA509/K2,101-200 | Terminal
CA509/K2,1-10 | Terminal
CA509/K2,1-100 | Terminal
CA509/K2,11-20 | Terminal
CA509/K2,1-5 | Terminal
CA509/K2,21-30 | Terminal
CA509/K2,31-40 | Terminal
CA509/K2,41-50 | Terminal
CA602 | Terminal
CABLE LINK | LINK
CASTELL KEY INTERLOCK | PR
CBCT FOR MCOMP | CBCT
CBT110,PCP 110 | Terminal
C-LINE CHANGEOVER SWITCH CO3-250,250A,C/O S/W WI MOTORISED OPEN EXE | DN
CONNECTING LINK COST FOR TRAFO CU | LINK
CONTROL TRAFO, 395-405-415-425-435 V/240 V, 3000 VA | CT VT
CONTROL TRAFO, 415 V/110 V, 1000 VA | CT VT
CONTROL TRAFO, 415 V/110 V, 3000 VA | CT VT
CONTROL TRAFO, 415 V/24 V, 1000 VA | CT VT
CONTROL TRAFO, 415 V/240 V, 2000 VA | CT VT
CONTROL TRAFO, 415 V/240 V, 3000 VA | CT VT
CONTROL TRAFO, 415 V/240 V, 5000 VA | CT VT
CONTROL WIRING 1.5 SQMM WIRE | Wire
CONTROL WIRING FOR NON SUP B/C PANEL WITH RELAY | Wire
CONTROL WIRING FOR NON SUP INCOMER PANEL WITH RELAY | Wire
CT UNIT:SMALL CT1 (0.675A-2.025A) | Relay
CT UNIT:SMALL CT4(12.6A-37.8A) | Relay
DELL LATITUDE 3490,INTEL CORE I5-7200U D | Laptop
DISPLAY MODULE : REQUIRED FOR MTX3.0 | DN
DLINK CABLE cost | Communication
DLINK CABLE:13M | Communication
DLINK CABLE:3M | Communication
DLINK CABLE:6M | Communication
DLINK CABLE:7M | Communication
DLINK CABLE:8M | Communication
DLS | DLS
DOOR LIMIT S/W | DLS
DOOR LIMIT SW | DLS
ELMEX CBT M5 TERMINAL | Terminal
ELMEX CBT110 TERMINAL | Terminal
ELMEX END CLAMP SCUN | Terminal
ELMEX END PLATE EPS4 | Terminal
ELMEX KN6.5,21-30 | Terminal
ELMEX KN6.5,31-40 | Terminal
ELMEX MARKR KN5.5,1-10 | Terminal
ELMEX MARKR KN5.5,1-11 | Terminal
ELMEX MARKR KN5.5,11-20 | Terminal
ELMEX MARKR KN6.5,1-10 | Terminal
ELMEX MARKR KN6.5,11-20 | Terminal
ELMEX PARTITION PLATE BPA110 | Terminal
ELMEX PARTITION PLATE KBZF | Terminal
EPCMT4 | Terminal
ETHERNET SWITCH:#LT26GF_ORD# | Ethernet
EXORA MCB0.5 A,250V DC(6kA),DOUBLE POLE,NOT APPLICABLE | MCB
EXTERNAL N-CT | DN
EXTRA AL | LINK
EXTRA CU | LINK
EXTRA FOR AOC | MS
EXTRA MS | MS
GE ADD ON CONTACT1NC (BCLF01) | GE Contactor
GE ADD ON CONTACT1NO (BCLF10) | GE Contactor
GE ADD ON CONTACT1NO+1NC (BCLL11 ) | GE Contactor
GE CONTACTOR, CL45D300MJ,40A,110V DC,3 P | GE Contactor
GE RELAY F650,#M_F650_13# | Relay
GIC MAKE MICON 225 ON DELAY TIMER, 24-240V AC/DC | Timer
GIC MAKE MICON 225 SIGNAL BASE MULTIFUNC,M.R TIMER, 24-240V AC/DC | Timer
GICSM175,3PH 3W,MD21DF | Timer
GICSM500,3PH 4W,MG73B9 | Timer
HEATER LAMP | CFL
HEATER LAMP HOLDER | CFL
HEATER PLUG | Plug & Socket
HEATER SOCKET | Plug & Socket
HT BOLTS & NUT | PR
HT NUTS & BOLTS | PR
I/C FEEDER - 1000MM FULL - FORM -3B | MS
INCOMING LINKS - 2X6X75 AL ALUMINIUM - 3 POLE - TP FEEDER : Feeder rating = 800A | LINK
inline coupler | Communication
interconnection wiring | Wire
IVEONET PATCH PANEL:#IVEONET_ORD# | Communication
IVEONET PATCHCORD | Communication
JVS METERING TEST TERMINAL BLOCK | TTB
L&T DPM,DOOR MOUNTING,4000 KWH METER,CLASS 1,NIL,NIL,NIL,NIL | Meter
L&T DPM,LED (96 X 96),4400 MFM BASIC,CLASS 1,NIL,NIL,NIL,NIL | Meter
L&T DPM,LED (96 X 96),4405 MFM,CLASS 1,NIL,NIL,NIL,NIL | Meter
L&T DPM,LED (96 X 96),4430 MFM,CLASS 1,NIL,NIL,NIL,NIL | Meter
LAMP | CFL
LAMP + HOLDER + DOOR LIMIT SWITCH | CFL
LAMP HOLDER | CFL
LH | CFL
LIGHTING TRAFO 415V (L-L),240V (L-L),20 KVA,CLASS-E,POLYESTER RESIN CAST,DYn11 | CT VT
MDS DX3 MCB, 16A, 2 POLE, 415V AC,4086 33 | MCB
MECH OPERATION COUNTER | ACB
MET. CT 1000-1250A, 15VA (1250A ACB)-PRECISE | CT VT
MET. CT 2000-2500A, 15VA (2500A ACB)-PRECISE | CT VT
METERING CT, 125-250A/5A, 7.5VA, CLASS 1 | CT VT
METERING CT, 200-400A/5A, 7.5VA, CLASS 1 | CT VT
METERING CT, 250A/1A, 15VA, CLASS 0.5 | CT VT
METERING CT, 300-600A/5A, 7.5VA, CLASS 1 | CT VT
METERING CT, 300A/1A, 15VA, CLASS 0.5 | CT VT
METERING CT, 350A/1A, 15VA, CLASS 0.5 | CT VT
METERING CT, 500-1000A/5A, 7.5VA, CLASS 1 | CT VT
MICOM P12 RELAY | Relay
MICOM RELAY, P143, AUX SUPP.:7 : 24-54V DC | Relay
MNX18(1NO),18A-2P CONTACTOR,240V AC, 50HZ | MNX
MODBUS CONNECTOR PCB ASSEMBLY (3 CONNECTORS),CLOSED | Communication
MODBUS CONNECTORPCB ASSEMBLY (3 CONNECTORS),CLOSED | Communication
MOUNTING BASE: MBCHK | Terminal
MOXA MGATE MB3280,2-PORT STANDARD MODBUS GATEWAY | Communication
MUSHROOM KEY ACTUATED,HQ55C1 | PB
MUSHROOM PUSH TURN,HH55C1 (std) | PB
MUSHROOM PUSH TURN,HY55C1 (integ.legend) | PR
MV_RISHCON_C | Transducer
N LINK | LINK
NO ELEMENT: 4 NO (HC61A2) | PB
O/G CABLE N LINK TF3 800A,3P AL (1:6/100 AL) TPN 50%N | Link
ODS SWITCH 4 WAY,3POS,T-N-C ODS (SH07995),SPRING RETURN,LOCK KEY FREE | ODS
OEN 3R:AC RELAY RELAY,#OEN31_MOD# | OEN
OEN 4R:DC RELAY RELAY,#OEN31_MOD# | OEN
OG CABLE LINK 800A,3P AL (1:6/100 AL) | LINK
OPERATING HANDLEREQUIRED,250A | DN
PANEL LAMP | CFL
patch card 1m | Communication
PCB CONNECTOR | Communication
PHOENIX END COVER D-ST 2,5 (3030417) | Terminal
PHOENIX END COVER D-URTK | Terminal
PHOENIX END CLAMP E/UK | Terminal
PHOENIX MARKER ZB 5 LGS (1050017) 11-20 | Terminal
PHOENIX MARKER ZB 5 LGS (1050017) 21-30 | Terminal
PHOENIX MARKER ZB 5 LGS (1050017) 31-40 | Terminal
PHOENIX MARKER ZB 5 LGS (1050017) 41-50 | Terminal
PHOENIX MARKER ZB 8 LGS (1052015) 1-10 | Terminal
PHOENIX MARKR ZB5_1-10 | Terminal
PHOENIX PS, I/P:85-264VAC/90-350VDC,O/P:24V DC,2A | PS MOD
PHOENIX ST 2.5 (3031212) TERMINAL | Terminal
PHOENIX SWITCH BAR SB 2-RTK/S | Terminal
PHOENIX URTK/S TERMINAL | Terminal
PLUG SOCKET MCB | Plug & Socket
POLYOLEFIN SLEEVE COST FOR SYWT007 | PR
POWER FUSE-HF TYPE WITHOUT HC FUSE BASE,6A | Fuse
POWER FUSE-HF TYPE WITHOUT HC FUSE BASE,8A | FUSE
POWER WIRE FOR DELTA - 16 SQ.MM | Wire
POWER WIRE FOR STAR -6 SQ.MM | Wire
POWER WIRING FOR MCBS | Wire
POWER WIRING FOR TRAFO | Wire
PRINTER :HP,LASERJET,A4, 1108 | Printer
PRO. CT 1000-1250A, 15VA (1000A ACB)-PRECISE | CT VT
PRO. CT 2000-2500A, 15VA (2500A ACB)-PRECISE | CT VT
PRO. CT 200A/1A,15VA,5P10 CT | CT VT
PRO. CT 300A/1A,5VA,5P20 CT | CT VT
PRO. CT 350A/1A,5VA,5P20 CT | CT VT
PROK DV E/F RELAY, AUX SUPP:110V AC | ELR
RESISTOR WIRE WOUND RESISTOR,KIYOSH,#RES_OHM#,#RES_WATT# | Resistor
RISHABH MFM:2 : EM 1320,#RISH_EM_ORD# | Meter
RISHABH MFM:3 : EM 1330,#RISH_EM_ORD# | Meter
RISHABH MFM:4 : EM 1340,#RISH_EM_ORD# | Meter
RISHABH MFM:4 : EM 1340,RISH_EM_ORD | Meter
RISHABH TRANSDUCER:#RISH_CON_ORD# | Transducer
SALZER SELECTOR SWITCH : POLE : 2P,RATING ; 16A;BASE, OPERATE WITH DOOR OPEN | SEL SW
SALZER SELECTOR SWITCH : POLE : 2P,RATING ; 16A;DOOR | SEL SW
SALZER SELECTOR SWITCH : POLE : 2P,RATING ; 25A;BASE, OPERATE WITH DOOR OPEN | SEL SW
SALZER SELECTOR SWITCH : POLE : 2P,RATING ; 25A;DOOR | SEL SW
SALZER SELECTOR SWITCH : POLE : 3P,RATING ; 16A;DOOR | SEL SW
SALZER SELECTOR SWITCH : POLE : 6P,RATING ; 16A;DOOR | SEL SW
SALZER SELECTOR SWITCH : POLE : 6P,RATING ; 25A;BASE, OPERATE WITH DOOR OPEN | SEL SW
SALZER SELECTOR SWITCH : POLE : 6P,RATING ; 25A;DOOR | SEL SW
SALZER SELECTOR SWITCH : POLE : 8P,RATING ; 25A;DOOR | SEL SW
SALZER SELECTOR SWITCH : POLE : 9P,RATING ; 16A;DOOR | SEL SW
SALZER SELECTOR SWITCH LOCAL/REMOTE POLE : 2P,RATING ; 16A;BASE, OPERATE WITH DOOR OPEN | SEL SW
SALZER SELECTOR SWITCH LOCAL/REMOTE: POLE : 2P,RATING ; 16A;BASE, OPERATE WITH DOOR OPEN | SEL SW
SALZER SELECTOR SWITCH LOCAL/REMOTE: POLE : 2P,RATING ; 16A;DOOR | SEL SW
SALZER SELECTOR SWITCH ON/OFF : POLE : 2P,RATING ; 16A;DOOR | SEL SW
SCHNEIDER CONT:LC1E06008M5WB | Communication
SCHNEIDER EM6400NG METER,44-277V AC/DC | Meter
SCHNEIDER EM6400NG METER,44-300V AC/DC | Meter
SCREW CLAMP,DBK 1X8 (BK) | Terminal
SCREW CLAMP,DBK 1X8 (R) | Terminal
SCREW TYPE,CBT110 | Terminal
SCREW TYPE,CBT170 | Terminal
SCREW TYPE,CMT4/CR | Terminal
SCREW TYPE,KUT2.5 | Terminal
SCREW TYPE,KUT6 | Terminal
SCREW TYPE,MBK 3/E-Z (1413036) | Terminal
SCREW TYPE,TB 10 EI (3246049) | Terminal
SCREW TYPE,TB 6-T EI (3075838) | Terminal
SERVICE FRONT RHS BLOCK | SIC
SERVICE REAR RHS BLOCK | SIC
SHROUD-NLK | PR
SHUNT RELEASE : 110/240/415V AC | DN
SIEMENS CONTACTOR3TH30,2 NO + 2 NC,30V DC | 3TH
SIEMENS CONTACTOR3TH30,3 NO + 1 NC,30V DC | 3TH
SIEMENS CONTACTOR3TH30,4 NO,30V DC | 3TH
SIEMENS NEUTRAL LINK, 250A | Fuse
SIEMENS RELAY 1:O/C-NON-DIRECTIONAL,#SIM_7SR1_MOD# | Relay
SIEMENS#SIM_7SR17_MOD# RELAY | Relay
SIMULATION KIT :TEST KIT FOR MATRIX | Communication
SPACE HEATER MCB | MCB
SPACE HEATER TS | SP HTR
SPACE HEATER TX | SP HTR
STABILIZING RESISTOR KIYOSH 0-1000 OHM,200W | Resistor
STABILIZING RESISTOR KIYOSH 0-2000 OHM,200W | Resistor
STUD TYPE,CBT M5 | Terminal
STUD TYPE,CBT M6 | Terminal
SURGE SUPPRESSOR, MNX-S3 | MNX
SURGE SUPPRESSOR, MNX-S4 | MNX
SWITRON BREAKER CONTROL SWITCH | SEL SW
TEST FRONT LHS BLOCK | SIC
TEST FRONT RHS BLOCK | SIC
THERMOSTAT | Thermostat
TQ3SICSERVF_A | SIC
TQ3SICSERVF_B | SIC
TQ3SICSERVR_A | SIC
TQ3SICSRTST_A | SIC
TQ3SICTESTF_A | SIC
TQ3SICTESTF_B | SIC
VBM AXIAL FAN,FA23/2028/S1/FBG | Fan
VENDOR ASSY COST | Vendor
VOLTAGE TRANSFORMER, #TRAFOMAKE# 415/R3 / 110/R3 V, 100 VA, CL 0.5/3P | CT VT
VOLTAGE TRANSFORMER, #TRAFOMAKE# 415/R3 / 110/R3 V, 100 VA, CL.1/3P | CT VT
VOLTAGE TRANSFORMER, #TRAFOMAKE# 415/R3 / 110/R3 V, 50 VA, CL.1 | CT VT
VOLTAGE TRANSFORMER, #TRAFOMAKE# 415/R3 / 110/R3 V, 50 VA, CL.1/3P | CT VT
VOLTAGE TRANSFORMER, TRAFOMAKE 415/R3 / 110/R3 V, 100 VA, CL.1/3P | CT VT
VT415/R3/110V/R3,100VA,CL.1/3P(CORE-1),110V/3,100VA,CL.3P(CORE-2) | CT VT
ZB 5 LGS (1050017),51-60 | Terminal
ZB 5 LGS (1050017),61-70 | Terminal
ZB 5 LGS (1050017),71-80 | Terminal
ZB 5 LGS (1050017),81-90 | Terminal
CASTELL LOCK TYPE1 | PR
CONTROL TRAFO, 240 V/240 V, 2000 VA | CT VT
CONTROL WIRING COST - WIRE SIZE - 1.5 SQ MM | Wire
DL100 MCCB,3 POLE,80-100A,50 KA | DM/DL
POWER WIRING FOR 63A SFU + CONTACTOR FEEDER | Wire
4000A/1A CL PS CTs | CT VT
ABB PQ8NCH2J,110V DC 4N | Relay
ABB PQ8NCH2J,110V DC 5N | Relay
ABB RELAY TCS,1MYN569697-E | Relay
ABB RELAY TCS,1MYN569697-G | Relay
ABBREM615, 1 : 48-250V DC,100-240V AC,#REM615CHR17# | Relay
ACB_TROLLEY | ACB Trolley
AUX CONTACT: 2NO + 2NC,3RH2911-1HA22 | 3RH
CASTELL LOCK : FN800 TYPE A | FN
CBCT FOR CTUM 15 | CBCT
CONTROL WIRING COST - WIRE SIZE - 2.5 SQ MM C FEEDER 125A | Wire
CT UNIT:SMALL CT2 (1.8A-5.4A) | Relay
CT UNIT:SMALL CT3 (4.5A-13.5A) | Relay
CT UNIT:SMALL CT5(36A-81A) | Relay
DLINK CABLE:10M | Communication
DLINK CABLE:12.5M | Communication
DLINK CABLE:5M | Communication
DLINK CABLE:9M | Communication
SIEMENS CONTACTOR 3RH24,3RH2422-1BF40 | 3RH
VENDOR ASSEMBLY COST | Vendor
DLINK CABLE:1M | Communication
PHOENIX RJ45 SOCKET INSERT | Communication
2000A/1A CL PS CTs | CT VT
630A/1A,15VA,5P20 CT | CT VT
ADD ON BLOCKS TOP:1 NO + 1 NC | MDX
BUSSMANCYLINDRICAL FUSE WITH STRIKER,2A | Fuse
BUSSMANCYLINDRICAL FUSE WITH STRIKER,6A | Fuse
CBCT : CBCT 20 X 132 X 155,SIZE-92,17H7NNJN3 | CBCT
CBCT : CBCT 20 X 71 X 91,SIZE-38,17H7NNHN3 | CBCT
CBCT : CBCT 20 X 97 X 117,SIZE-57,17H7NNIN3 | CBCT
CONTROL WIRING COST FOR VTFEEDER - WIRE SIZE - 1.5 SQ MM | Wire
DIODEUF4007 | Diode
ELR MODEL NO:17G745GF2 | ELR
MCT_MAKE MAKE METERING CT, 630A/1A, 15VA, CLASS 1 | CT VT
MDX 32 CONTACTOR,110 VDC | MDX
MODBUS CABLEBELDEN9841 | Communication
MV_ESBEE_PB_A | PB
MV_ESBEE_PB_A-SPE0424000001 | PB
MV_ESBEE_PB_B | PB
MV_ESBEE_PB_C | PB
MV_ESBEE_PB_C-SPE0424200001 | PB
MV_ESBEE_PB_D | PB
MV_ESBEE_PB_D-SPE0424000013 | PB
MV_ESBEE_PB_E | PB
MV_ESBEE_PB_E-SPE0424000003 | PB
NC ELEMENT: 2 NC (HC61B2) | PB
NELSTER TEST TERMINAL PLUG | TTP
NELSTERMAKE NWRTS-01 TEST BLOCK | TTB
NLK | Fuse
NO ELEMENT: 2 NO (HC61A2) | PB
RISH MASTER Rish Master 3440, SUPP:H: 60-300V AC/DC | Meter
RISHABH AMMETER MDIBIEQ 72 (MDI WI MOV IRON AMM) | Meter
SALZER 16 A SELC SWICTH | SEL SW
SALZER SELECTOR SWITCH : POLE : 4P,RATING ; 16A;DOOR | SEL SW
SCREW TYPE,KUT2.5+ACCESSORIES | Terminal
SCREW TYPE,KUT4 | Terminal
STUD TYPE,KULTD 4 | Terminal
SUMMATION CT,PRI 2:1A,SEC 1A,ACC 1,VA 15VA,RESIN CAST | CT VT
VOLTAGE TRANSFORMER, TRAFOMAKE 440/R3/110/R3 V, 200 VA, CL 0.5/3P | CT VT
VOLTMETERMOVING COIL (DC),RISHAB | CT VT
VT440V/R3/110V/R3,100VA,CL.0.5(CORE-1),110V/R3,100VA,CL.3P(CORE-2) | CT VT
WIRING COST FOR RCE DUPLICATION | Wire
DL100 MCCB,3 POLE,25-32A,#DL_FAULT_LEVEL# | DM/DL
MODULE CONTROL TRAFO, 415/110V, 125VA | CT VT
MODULE CONTROL TRAFO, 415/110V, 150VA | CT VT
POWER N'LINK | Fuse
ABB MCBS200M-DC,DC,2P,2A | MCB
CBCT FOR MCOMP ID:100 | CBCT
CBCT FOR MCOMP ID:40 | CBCT
CBCT FOR MCOMP ID:40MM | CBCT
ELR MODEL NO:17G715GF2 | ELR
MUSHROOM PUSH TURN,HH55C3 | PB
NO ELEMENT: 3 NO (HC61A2) | PB
PHOENIX RELAY MODULE230 V AC (220 V DC),2967099 | Relay
TEST MSW-,RHS:4 , Full Width | PR
WAGO SCREWLESS CT SHORTING TERMINAL,280-874 | Terminal
HT NUTS & BOLTS | PR
VACANTFEEDER_200MM | MS
VACANTFEEDER_400MM | MS
ADDITIONAL COST FOR PAINT SHADE | PR
VACANTFEEDER_800MM | MS
ABB PN8NCH2J,110V DC | Relay
3200-4000A, 15VA (3200/4000A ACB)-PRECISE CL:0.5 | CT VT
3200-4000A, 15VA (3200/4000A ACB)-PRECISE 5P20 | CT VT
MV_ESBEE_PB_A RED PB | PB
MV_ESBEE_PB_B 1NO | PB
MV_ESBEE_PB_C GUARD RING | PB
STUD TYPE,KATM3 | Terminal
STUD TYPE,KLTD M4 | Terminal
EXPANSION MODULE:7KM9300-0AB00-0AA0 | Meter
SIEMENS SENTRON PAC3200,7KM2112-0BA00-3AA0 | Meter
EXORA MCB2 A,250V DC(6kA),DOUBLE POLE,NOT APPLICABLE | MCB
EXORA MCB6 A,250V DC(6kA),DOUBLE POLE,NOT APPLICABLE | MCB
7SJ66 RELAY 7SJ66,1:1/3 19",4xI,4xU,16BI,7BO | Relay
C&SM LAMP PL-200-3.0-230A (WITH CLAMPS) | CFL
COST FOLDER REVISION | ??
VT FEEDER - 600MM FULL #FORM_SEPARATION_T# | MS
VOLTAGE TRANSFORMER, #TRAFOMAKE# 415/R3 / 110/R3 V, 50 VA, CL 0.5/3P | CT VT
RS900NC,HI : 85-264VAC OR 88-300VDC ETHERNET SWITCH | Ethernet
200A/1A,7.5VA,5P20 CT | CT VT
250A/1A,7.5VA,5P20 CT | CT VT
TF CONTROL WIRING: NON SUP PANEL WITH RELAY FOR MOTOR FEEDER 800MM 1.5SQMM | Wire
300A/1A,7.5VA,5P20 CT | CT VT
350A/1A,7.5VA,5P20 CT | CT VT
MV_ESBEE_PB_A STOP PB | PB
CBCT FOR 7SJ66 | CBCT
POWER FUSE-HF TYPE WITHOUT HC FUSE BASE,10A | Fuse
#MCT_MAKE# MAKE METERING CT, 630A/1A, 10VA, CLASS 1 | CT VT
POWER WIRING FOR SFU+CONTACTOR FEEDER 200A | WIREP
DN2-250 MCCB,3 POLE,200A MTX2.0 | DN
MV_ESBEE_PB_A BLACK PB | PB
MV_ESBEE_PB_C 1NO | PB
POWER WIRING FOR SFU+CONTACTOR FEEDER 350A | WIREP
TF CONTROL WIRING: NON SUP PANEL WITH RELAY FOR OUTGOING FEEDER 800MM 1.5SQMM | WIRE
800A/1A,7.5VA,5P20 CT | CT VT
3200-4000A, 15VA (3200/4000A ACB)-PRECISE 10VA CL:0.5 | CT VT
TF CONTROL WIRING: SUP PANEL WITH RELAY FOR BUS COUPLER FEEDER 1050MM 1.5SQMM | WIRE
3200-4000A, 15VA (3200/4000A ACB)-PRECISE CL:0.5 B/C | CT VT
3200-4000A, 15VA (3200/4000A ACB)-PRECISE 5P20 B/C | CT VT
7SJ66 RELAY 7SJ66,1:1/3 19",4xI,4xU,16BI,7BO LAY:7SJ6611-5DB90-1FE4-L0R | Relay
7SJ66 RELAY 7SJ66,1:1/3 19",4xI,4xU,16BI,7BO LAY:7SJ6611-5DB90-1FE0-L0R | Relay
EXORA MCB16 A,250V DC(6kA),DOUBLE POLE,NOT APPLICABLE | MCB
TQ3SICSERVR_B | SIC
DDOL FEEDER - 700MM FULL - FORM -3B | MS
C-POWER ACB NEUTRAL CT NEUTRAL CT,3200 A,3200A | ACB
SALZER SELECTOR SWITCH : POLE : 2P,RATING ; 32A;DOOR | SEL SW
HBB FOR 30MM | MS
65KA SUPPORT DIFF.+ HT NUT BOLTS | PR
MIMIC DIAGRAM | PR
PHOENIX END COVER D-OTTA/RBO-SB-(300135 | TERMINAL
END COVERS LHS, TF3, 40MM | MS
HBB FOR 40MM | MS
PHOENIX END COVER D-ST 2,5 (3030417) | TERMINAL
PHOENIX END CLAMP CLIFFIX 35(3022218) | TERMINAL
PHOENIX END CLAMP E/UK | TERMINAL
PHOENIX MARKER ZB 10 LGS (1053014) 1-10 | TERMINAL
PHOENIX MARKER ZB 10 LGS (1053014) 11-20 | TERMINAL
PHOENIX MARKER ZB 10 LGS (1053014) 21-30 | TERMINAL
PHOENIX MARKER ZB 10 LGS (1053014) 31-40 | TERMINAL
PHOENIX MARKER ZB 10 LGS (1053014) 41-50 | TERMINAL
PHOENIX MARKER ZB 5 LGS (1050017) 11-20 | TERMINAL
PHOENIX MARKER ZB 5 LGS (1050017) 21-30 | TERMINAL
PHOENIX MARKER ZB 5 LGS (1050017) 31-40 | TERMINAL
PHOENIX MARKER ZB 5 LGS (1050017) 41-50 | TERMINAL
PHOENIX MARKR ZB5_101-200 | TERMINAL
PHOENIX MARKR ZB5_1-10 | TERMINAL
PHOENIX MARKR ZB5_1-100 | TERMINAL
PHOENIX OTTA 6-T/SB-P/P (3001269) TERMIN | TERMINAL
PHOENIX ST 2.5 (3031212) TERMINAL | TERMINAL
Polyofin sleeves | PR
TROUGHS | PR
ZB 10 LGS (1053014),51-60 | TERMINAL
ZB 5 LGS (1050017),61-70 | TERMINAL
ZB 5 LGS (1050017),71-80 | TERMINAL
ZB 5 LGS (1050017),81-90 | TERMINAL
ZB 5 LGS (1050017),91-100 | TERMINAL
TQ3SICSRTST_B | SIC
PROFIBUS CABLE SIEMENS,6XV1 830-0EH10 | Communication
END CLAMP | Terminal
MARKER 1-10 | Terminal
MARKER 11-20 | Terminal
MARKER 21-30 | Terminal
MARKER 31-40 | Terminal
100A/1A,2.5VA,5P20 CT | CT VT
#MCT_MAKE# MAKE METERING CT, 800A/1A, 10VA, CLASS 0.5 I/C | CT VT
EXPANSION MODULE:7KM9300-0AB01-0AA0 | Meter
#MCT_MAKE# MAKE METERING CT, 800A/1A, 10VA, CLASS 0.5 B/C | CT VT
#MCT_MAKE# MAKE METERING CT, 800A/1A, 10VA, CLASS 0.5 | CT VT
SIEMENS PROFIBUS CONNECTOR,6ES7-972-0BA-12-0XA0 | Communication
1P NC(FRONT):1NC (CA 5-01) | ABB CONTACTOR
1P NC(FRONT):1NC (CA 5-01) | ABB CONTACTOR
1P NO(FRONT):1NO (CA 5-10) | ABB CONTACTOR
3RB21,3RB21 43-4EW1 | ABB CONTACTOR
3RB21,3RB21 53-4FC2 | ABB CONTACTOR
ABB RELAY, REF615, AUX SUPP:1 : 48-250Vdc, 100-240Vac E-101-AI | Relay
ABB RELAY, REF615, AUX SUPP:1 : 48-250Vdc, 100-240Vac E-121-AI | Relay
ABB RELAY, REF615, AUX SUPP:1 : 48-250Vdc, 100-240Vac E-122-AI | Relay
ABB REU615,#REU615CHR17# E-122-AB | Relay
ADDON- 1 NO | ABB CONTACTOR
ADDON 1NO | ABB CONTACTOR
CONTROL FUSE 125A | Fuse
CONTROL TRAFO, 395-405-415-425-435 V/24 V, 3000 VA | CT VT
Different Cam Lock | PR
Double control plate | MS
EXTRA COST FOR TRAFOLITE LABEL | PR
GUARD RING | PR
GUARD RING | PR
Hightensile Hardware | PR
Link Sleeve-Honsang 40MM & 70MM | PR
Mazzak Saddle | PR
MECH LATCH BLOCK:WB75A-04 | ABB CONTACTOR
MODULE CONTROL TRAFO, 415/110V, 100VA | CT VT
MODULE CONTROL TRAFO, 415/110V, 200VA | CT VT
MODULE CONTROL TRAFO, 415/110V, 500VA | CT VT
MODULE CONTROL TRAFO, 415/110V, 75VA | CT VT
NL31E,4 POLE,4A,SCREW,3NO+1NC | ABB CONTACTOR
POLYCARBONATE SHROUD | PR
Racking screw+sleev | PR
RESET CORD:400mm (3RU19 00-1B) | PR
RESET CORD:600mm (3RU19 00-1C) | PR
SCHNEIDER EM6400NG METER,44-277V AC/DC E-101-AI | Meter
SCHNEIDER EM6400NG METER,44-277V AC/DC E-121-AI | Meter
SCHNEIDER EM6400NG METER,44-277V AC/DC E-123-AI | Meter
SD FEEDER - 2000MM - FULL - FORM -3B | MS
SIEMENS AC CONTACTOR 3TH30 AC,2 NO + 2 NC,110V AC,50 HZ,3TH30220AF0 | 3TH
SIEMENS LOCK | PR
Srinkable colour sleev | PR
STUD TYPE,DPBB 50 | TERMINAL
STUD TYPE,OTTA 6-T (0790446) | TERMINAL
TOGGLE S.W | T Sw
Trafolite labels | PR
DLINK CABLE:15M | Communication
PULLING_TOOL | MISC
EXTRA COST DUE TO RAW MATERIAL DIFF | LINK
BUSBAR FISH PLATE - 9:6X150MM PER PH ALUMINIUM | LINK
BUSBAR FISH PLATE - 9:6X150MM PER PH COPPER | LINK
ADDITIONAL SS CHANNELS | MS
BUSBAR-9:6X150MM AL TP 800W 65KA | LINK
BUSBAR- COPPER - 6:6X150MM PER PH800 MM FOR NEUTRAL | LINK
DROPPER- TF3, 3:6X100 CU FOR N TP TIER-1 | LINK
DROPPER- TF3, 2:6X100 CU/N TPN 100%N TIER-1 | LINK
DOOR LIMIT SWITCH | DLS
TOGGLE SWITCH | T Sw
BUSBAR-9:6X150MM AL TP 1350W 65KA | LINK
BUSBAR- COPPER - 6:6X150MM PER PH 1350 MM FOR NEUTRAL | LINK
2: AOC FOR 1350W | MS
O/G CABLE/DUCT LINK TF 5000/6300A ACB,4P(FOR AL BUSBAR) | LINK
BUSBAR-9:6X150MM AL TP 320W 65KA | LINK
BUSBAR- COPPER - 6:6X150MM PER N 800 MM FOR NEUTRAL | LINK
VOLTAGE TRANSFORMER, TRAFOMAKE 415/R3 / 110/R3 V, 50 VA, CL.1/3P | CT VT
5000A/1A,10VA,5P20 CT | CT VT
5000A/1A CL PS CTs | CT VT
3TH30,ADD ON CONTACT,1NC | 3TH
SIEMENS CONTACTOR 3RH24,3RH2422-1AP00 | 3TH
SATEC METERPM130_P_ORD | Meter
PHOENIX ARRESTORFLT-BK 350/3+1-FM,2906389 | SURGE
POWER WIRING 63A TPN | WIREP
PHOENIX PS, I/P:85-264VAC/90-350VDC,O/P:24V DC,4A | PS MOD
DC24V input 32 points, PLC (Ex.) | PLC
XLB-UB CPU,DC PWR,16 DC In,16 TR(NPN)Out | PLC
NEUTRAL CT:N-CT, 2000A | ACB
NEUTRAL CT:N-CT, 1250A | ACB
800A/1A CL PS CTs | CT VT
ELMEX KLTD M4 TERMINAL | TERMINAL
ELMEX KUT4 TERMINAL | TERMINAL
ELMEX END PLATE KPX | TERMINAL
ELMEX END PLATE KPLD4 | TERMINAL
ELMEX KN5.5,21-30 | TERMINAL
CONNECTWEL CA509/K2B4,1-10 | TERMINAL
CONNECTWELL CSTSN5U TERM | TERMINAL
CONNECTWEL END PLATE EPCSTSU | TERMINAL
CONNECTWEL END CLAMP CA702 | TERMINAL
SCHNEIDER RELAY#V57F_ORD# E-101-AI | Relay
VOLTAGE TRANSFORMER, #TRAFOMAKE# 415 / 110V, 50 VA, CL 0.5/3P | CT VT
METROSIL RESISTOR, SCHNEIDER | Resistor
SCHNEIDER RELAY#V57F_ORD# E-102-AB | Relay
1600A/1A CL PS CTs | CT VT
SCHNEIDER RELAY#V57F_ORD# E-103-AI | Relay
SCHNEIDER RELAY#V57F_ORD# E-104-AB | Relay
SALZER RELAY:#SALZER_RLY_MOD# | OEN
MKP BASE | Relay
AUX CONTACT 1: 1 C/O-FNX-100 | FN
RISH MASTER Rish Master 3430, SUPP:H: 60-300V AC/DC | Meter
CONTROL TRAFO, 395-405-415-425-435 V/110 V, 3000 VA | CT VT
ELMEX KBTM5-15 TERMINAL | TERMINAL
ELMEX END PLATE KPS4 | TERMINAL
ELMEX MARKR KN6.5,1-5 | TERMINAL
CONTROL TRAFO, 395-405-415-425-435 V/110 V, 5000 VA | CT VT
SALZER SELECTOR SWITCH : POLE : 4P,RATING ; 63A;DOOR | SEL SW
HT BOULT & NUTTS | PR
TF900,944mm DEPTH,2400 mm,CRATE ( DOMESTIC )+AOC | PKG
CFL+HOLDER | CFL
SATECPM130EHP_ORD | Meter
MICOM P143, P143916J6M0510J | Relay
SCREW TYPE,URTK/S (0311087) | Terminal
AREVA RELAY VAJS13,110/125 VDC | Relay
ABB RELAY, REF630, F : FEEDER PROT AND CONTROL | Relay
CU ADAPTOR COST | LINK
FUSE BASE:HC FUSE BASE (UPTO 63A) | Fuse
OMEGA CT FOR MATRIX RELEASE-1000 A,I,3 POLE,UW-MTX1.5G | ACB
L&T DPM,LED (96 X 96),4410 MFM,CLASS 1,NIL,NIL,NIL,NIL | Meter
CONTROL TRAFO, 415 V/240 V, 7500 VA | CT VT
3000A/5A CL PS CTs | CT VT
SALZER SELECTOR SWITCH : POLE : 6P,RATING ; 32A;DOOR | SEL SW
SCHNEIDER P211 RELAY,AUX SUPP:0:60-240V AC/DC | Relay
OEN 3R:AC RELAY RELAY,OEN31_MOD | OEN
HT BOLT & NUTS | PR
L&T DPM,LED (96 X 96),1320 VOLTMETER 3P,CLASS 1,NIL,NIL,NIL,NIL | Meter
L&T DPM,LED (96 X 96),1310 AMMMETER 3P,CLASS 1,NIL,NIL,NIL,NIL | Meter
ALSTOM RELAYMVAJ105,MVAJ105JA1004A | Relay
LUMINOUS_UPS | UPS
EXIDE BATTERY-12AL065-65AH/12V | Battery
Luminous-IRON RACK -T20000000616 | Communication
Luminious-INTERCONN WI CABLE -T200000006 | Communication
OEN 67 RELAY,OEN67_MOD | OEN
POWER WIRIG COST FOR SS FEEDER | Wire
COMMUNICATION MODULE :MODBUS(PIM-MB-01) | Communication
LNT MAKE SOFTSTARTER EMX3, MODEL NO.:EMX3-0097B-411 | SS
SOFTSTARTER KEYPAD (995-06829-00) | SS
HS FUSE HIGH SPEED FUSE,170M1321 | Fuse
VBM AXIAL FAN,FA23/2014/S1/FBG | Fan
LNT CAPACITORS,CYLINDRICAL,F : STANDARD DUTY,50HZ,5.0 KVAR | Capacitor
LNT CAPACITORS,CYLINDRICAL,STANDARD DUTY,50HZ,10 KVAR | Capacitor
L&T ETACON SERIES APFC415V AC,5A SECONDARY,12 STAGE | APFC
F_MTBFEEDER | MTB
MICRO TERML CMT-4 | TERMINAL
#MCT_MAKE# MAKE METERING CT, 400A/1A, 10VA, CLASS 0.5 | CT VT
#MCT_MAKE# MAKE METERING CT, 500A/1A, 10VA, CLASS 0.5 | CT VT
1000-1250A, 15VA (1000A ACB)-PRECISE 5p20 | CT VT
1250-1600A, 15VA (1600A ACB)-PRECISE 5P20 | CT VT
2000-2500A, 15VA (2500A ACB)-PRECISE 5P20 I/C | CT VT
2000-2500A, 15VA (2500A ACB)-PRECISE CL:0.5 | CT VT
3200-4000A, 15VA (3200/4000A ACB)-PRECISE 5P20 I/C | CT VT
3200A, 15VA (3200/4000A ACB)-PRECISE 5P20 B/C | CT VT
3200A, 15VA (3200/4000A ACB)-PRECISE CL:0.5 B/C | CT VT
400A/1A,10VA,5P20 CT | CT VT
500A/1A,10VA,5P20 CT | CT VT
630A/1A,10VA,5P20 CT | CT VT
7SR224,OVERCURRENT DIRECTIONAL,RECLOSER,4:E10,33BI,14BO,8LED,12KEY | Relay
800A/1A,10VA,5P20 CT | CT VT
ADD ON BLOCKS TOP:2 NO + 2 NC | MDX
AUX + TAC FOR DZ1 | DZ
CONTROL TRAFO, 400 V/110 V, 2000 VA | CT VT
CONTROL TRAFO, 400 V/230 V, 2000 VA | CT VT
CONTROL WIRING COST FOR VTFEEDER - WIRE SIZE - 2.5 SQ MM | WIRE
DZ1-160,3P,63A 50KA WITH TM | DZ
EXTENDED ROM FOR DZ1 | DZ
HEATER PLUG:13A UAE TYPE PLUG BS1363 | Plug & Socket
HEATER SOCKET:13A/10A/6A,240VAC COMBI-22070 | Plug & Socket
L&T DPM,LCD (96 X 96),5000 MFM,CLASS 0.5,NIL,NIL,NIL,NIL | Meter
MDX 18 CONTACTOR,220 VDC,1 NO | MDX
POWER OUTGOING TERMINAL-D/O TYPE,135A DP | IC OG Contact
SALZER RELAY:#SALZER_RLY_MOD# + SOCKET | OEN
VOLTAGE TRANSFORMER, #TRAFOMAKE# 400/R3 / 110/R3 V, 50 VA, CL 0.5/3P | CT VT
#MCT_MAKE# MAKE METERING CT, 100A/1A, 7.5VA, CLASS 0.5 | CT VT
#MCT_MAKE# MAKE METERING CT, 400A/1A, 7.5VA, CLASS 0.5 | CT VT
#MCT_MAKE# MAKE METERING CT, 630A/1A, 10VA, CLASS 0.5 | CT VT
1000-1250A, 15VA (1250A ACB)-PRECISE CL:0.5 | CT VT
CONTROL TRAFO, 400 V/110 V, 3000 VA | CT VT
DZ1-160,3P,100A DZ1T0100NXD1AOOOO | DZ
DZ1-160,3P,160A DZ1T0160NXD1AOOOO | DZ
DZ1-160,3P,32A DZ1T0100NXF1AOOOO | DZ
DZ1-160,3P,40A DZ1T0040NXM1AOOOO | DZ
DZ1-160,3P,63A DZ1T0063NXD1AOOOO | DZ
DZ1-160,3P,63A DZ1T0063NXV1AOOOO | DZ
EM90110OOOO | DZ
EM90209OOOO | DZ
PHOENIX RELAY MODULE110 V AC,2967086 | OEN
POWER FUSE-HF TYPE WITHOUT HC FUSE BASE,16A | Fuse
POWER WIRING FOR DOL 2KW | WIre
POWER WIRING FOR MCCB + CONTACTOR FEEDER 18.5KW | WIre
STUD TYPE,CBT M4 | TERMINAL
TEST MSW-,RHS:2 , Full Width | PR
TEST MSW-LHS :2 , Full Width , | PR
TRAFO FEEDER - 480MM FULL - #FORM_SEPARATION_T# | MS
SILVER PLATED | LINK
#MCT_MAKE# MAKE METERING CT, 1000-2000A/1A, 15VA, CLASS 1 | CT VT
#MCT_MAKE# MAKE METERING CT, 630A/1A, 15VA, CLASS 1 | CT VT
1250A/1A,15VA,5P10 CT | CT VT
2000A/1A,15VA,5P10 CT | CT VT
ABB CM RELAY:CM-MPS.41,1SVR 630 884 R3300 | OEN
AMMETER, AE, MOVING COIL (AC), 0-1000A | Meter
AUX ADD-ON CONT FIRST LHS : 1NO+1NC | MCX
AUX ADD-ON CONT FIRST RHS : 1NO+1NC | MCX
FUSE BASE FOR SEMICONDUCTOR FUSE,200A | Fuse
FUSE BASE FOR SEMICONDUCTOR FUSE,400A | Fuse
HS FUSE HIGH SPEED FUSE,170M1318 | Fuse
HS FUSE HIGH SPEED FUSE,170M2621 | Fuse
L&T DPM,LCD (96 X 96),4000 KWH METER,CLASS 1,NIL,NIL,NIL,NIL | Meter
L&T DPM,LCD (96 X 96),4400 MFM BASIC,CLASS 1,NIL,NIL,NIL,NIL | Meter
L&T DPM,LCD (96 X 96),6000:MAX DEMAND CONTROL,CLASS 1,NIL,NIL,NIL,NIL | Meter
LNT MAKE SOFTSTARTER EMX3, MODEL NO.:EMX3 0053B 411 | SS
LNT MAKE SOFTSTARTER EMX3, MODEL NO.:EMX3 0097B 411 | SS
LNT MAKE SOFTSTARTER EMX3, MODEL NO.:EMX3 0105B 411 | SS
LNT MAKE SOFTSTARTER EMX3, MODEL NO.:EMX3 0220B 411 | SS
MCX CONTACTOR MCX41(2NO+2NC),without add-on block | MCX
MCX12 Contactor 240V, 50Hz | MCX
MDS DX3 MCB, 0.5A, 2 POLE, 250V DC,4088 15 | MCB
MDS DX3 MCB, 1A, 2 POLE, 250V DC,4088 16 | MCB
MDS DX3 MCB, 25A, 2 POLE, 250V DC,4088 27 | MCB
METERING CT, 800A/1A, 15VA, CLASS 1, BPL RESIN CAST (CLASS | CT VT
POWER OUTGOING TERMINAL-D/O TYPE,630A TPN | IC OG Contact
POWER TERMINAL I/C, 630A TPN | IC OG Contact
POWER TERMINAL O/G 250A TP | IC OG Contact
TEST MSW-LHS :4 , Full Width , | PR
200A/1A,15VA,5P20 CT | CT VT
600A/1A,15VA,5P20 CT | CT VT
800A/1A,15VA,5P20 CT | CT VT
ABB RELAY, REF615, AUX SUPP:1 : HBFHAEAGNBA1BNN11G | Relay
ABB, PSU, 110V DC | Relay
ABBREM615, 1 : 48-250V DC,100-240V AC,REM615CHR17 | Relay
CBCT FOR REM615 | CBCT
HT BOLTS & NUTS | PR
LAMP | CFL
LUG & GLAND COST | Lug & Gland
THERMOSTAT:25-75 DEG (250V) | Thermostat
PROK DV EL RELAY, AUX SUPP:85-275V AC/DC | ELR
#MCT_MAKE# MAKE METERING CT, 630A/1A, 7.5VA, CLASS 1 | CT VT
DAV INDUSTRIES TEST TERM BLOCK_METRNG_COMPACT | TTB
IND.CKT MCB | Mcb
PRECISE, CL5P10, 7.5VA, 800/1A | CT VT
PROTECTION CT 400A/1A,7.5VA,5P10 CT RESIN CAST (CLASS-E) - 3 | CT VT
SCHNEIDER PM5310 METER | Meter
SPACE HEATER RCCB | MCB
WAGO,SCREWLESS 2.5SQMM | TERMINAL
BUSSMANCYLINDRICAL FUSE WITH STRIKER,4A | Fuse
CONTROL TRAFO, 440 V/110 V, 750 VA | CT VT
L&T 440V,30kVAR | Reactor
L&T 440V,50kVAR | Reactor
L&T ETACON SERIES APFC415V AC,1A SECONDARY,5 STAGE | Relay
LNT CAPACITORS,CYLINDRICAL,HEAVY GAS FILLED DUTY,50HZ,25 KVAR | Capacitor
LNT CAPACITORS,CYLINDRICAL,HEAVY GAS FILLED DUTY,50HZ,30 KVAR | Capacitor
MV_ESBEE_PB_C NO | PB
MV_ESBEE_PB_D 1NO | PB
MV_ESBEE_PB_D NC | PB
MV_ESBEE_PB_E 1NC | PB
NC ELEMENT: 3 NC (HC61B2) | PB
1: AOC FOR 600W | MS
AUXILIARY CONTACT KITREQUIRED,400A | COS
C-LINE CHANGEOVER SWITCH CO4-400,400A,C/O S/W WI MOTORISED OPEN EXE | COS
CONTROL TRAFO, 395-405-415-425-435 V/240 V, 2000 VA | CT VT
L&T DPM,LCD (96 X 96),4410 MFM,CLASS 1,NIL,NIL,NIL,NIL | Meter
L&T RELAY AUXC-2000ATC FOR MOTORISED CHANGEOVER | COS
LINK COST | LINK
LINK FOR ACO | LINK
NC ELEMENT: NC BLOCK (EC2C) | PB
NO ELEMENT: NO BLOCK (EC1C) | PB
SCHNEIDER P211 RELAY,AUX SUPP:0:60-240V AC/DC P21180610120111 | Relay
SCHNEIDER P211 RELAY,AUX SUPP:0:60-240V AC/DC P21180610120121 | Relay
SS HARDWARE COST | PR
TRAFO FEEDER - 300MM FULL - FORM_SEPARATION_T | MS
3TH ADDON 1 NO | 3TH
3TH ADDON 1NO | 3TH
ACC DU125/DH/DL/DM100 FR. TAC 1C/O-RIGHT | DM/DL
ASTRO,T2DDT0 TIME SW. | TIMER
CONTROL WIRING COST FOR GENERAL FEEDER 1.5 SQ.MM | WIRE
MDS DX3 RCCB: 4118 78 | RCCB
10A MCB | MCB
15W LAMP | CFL
DIGITAL, AC AMMETER, 240V AC | Meter
ECONOMY RESISTOR | Resistor
MDX 18 CONTACTOR,110 VDC,1 NO | MDX
MDX 25 CONTACTOR,110 VDC,1 NO | MDX
MDX 50 CONTACTOR,110 VDC | MDX
MDX 80 CONTACTOR,110 VDC | MDX
MDX 9 CONTACTOR,110 VDC,1 NO | MDX
MDX 95 CONTACTOR,110 VDC | MDX
OEN RELAY BASE | OEN
RHS+LHS END COVER 30MM | MS
WAGO SCREWLESS CONTROL TERMINAL,280-101 | TERMINAL
BUSSMAN FWH STUD MOUNT HSF,200A | Fuse
BUSSMAN FWH STUD MOUNT HSF,350A | Fuse
BUSSMAN FWH STUD MOUNT HSF,90A | Fuse
CANOPUS IV : I-V ISOLATOR, FU : 90-270V AC, I/P:42 : 4-20MA DC | Isolator
DOL FEEDER - 2000MM - HALF - FORM -3B | MS
ISMC CHANNEL | ISMC
JAINSON FILTER:JSAV-02 | Filter
SALZER RELAY:MKP-2P-24-_-XXX | OEN
SALZER RELAY:MKP-2P-48-XXX | OEN
SCREW TYPE,CBT300 | TERMINAL
SMISEN IP CHOKE:10A,2.2mH | Choke
SMISEN IP CHOKE:150A,0.15mH | Choke
SMISEN IP CHOKE:40A,0.53mH | Choke
SMISEN OP CHOKE:115A,0.14mH | Choke
SMISEN OP CHOKE:12A,1.899mH | Choke
SMISEN OP CHOKE:38A,0.448MH | Choke
VBM AXIAL FAN,FA11/2514/S2/FBG | Fan
CONTROL WIRING COST | WIRE
KATM3,STUD TYPE,CONTROL | TERMINAL
END PLATE : KPS4 | TERMINAL
END CLAMP : SCUN | TERMINAL
MARKER LABEL 1 : KN6.5,1-10 | TERMINAL
6A MCB | MCB
HORZ EBAR : TQ3 -2:6X50MM - ALUMINIUM | LINK
4:3X6 SQ MM CU AUX BUS,320 MM | LINK
TQ3,TP+50%N (3PH4W),ALUMINIUM,1:6X100MM PER PH | LINK
GENERAL FEEDER - 400MM FULL - #FORM_SEPARATION_T# | MS
CONTROL TRAFO, 415 V/240 V, 500 VA | CT VT
AUX CONTACT-2-1NO+1NC | MCB
AUX ADD-ON CONTACT TOP : 2NO+2NC | MNX
AUX ADD-ON CONT FIRST LHS : 1NO+1NC MCX33 | MCX
AUX ADD-ON CONTACT TOP : 2NO+2NC MCX33 | MCX
GIC DIGITAL TIME SWITCH CRONO,67DDT0 | TIMER
Additional wiring cost | WiRE
BUSSMAN FWH STUD MOUNT HSF,100A | Fuse
BUSSMAN FWH STUD MOUNT HSF,40A | Fuse
BUSSMAN FWH STUD MOUNT HSF,50A | Fuse
FLAP COST | MS
SMISEN IP CHOKE:2.5A,8.4mH | Choke
SMISEN IP CHOKE:20A,1.06mH | Choke
SMISEN OP CHOKE:25A,0.877mH | Choke
SMISEN OP CHOKE:4.2A,6.538mH | Choke
200A/1A,2.5VA,5P20 CT | CT VT
400A,1A,7.5VA,1 3PH CTs | CT VT
400A/1A,2.5VA,5P20 CT | CT VT
ABB PQ5NCH2J,240V AC | Relay
ALAN POWERPACKMODEL NO :APP-230110 | POWER PACK
COMMUNICATION WIRING COST | Communication
CONTROL WIRING 2.5 SQMM IC AUX | WIRE
CONTROL WIRING IC AUX | WIRE
ETHERNET SWITCH:LT26GF_ORD | Ethernet
GENERAL FEEDER - 320MM FULL - FORM_SEPARATION_T | MS
SCREW TYPE TERMINAL | TERMINAL
SCREW TYPE,UK 2,5 N (3003347) | TERMINAL
SD FEEDER - 1360MM - FULL - FORM -4B | MS
SATEC#PM130EHP_ORD# | Meter
#MCT_MAKE# MAKE METERING CT, 5000A/1A, 10VA, CLASS 1 | CT VT
SATEC#PM130EHP_ORD# | Meter
#MCT_MAKE# MAKE METERING CT, 5000A/1A, 10VA, CLASS 1 | CT VT
#MCT_MAKE# MAKE METERING CT, 5000A/1A, 10VA, CLASS 1 | CT VT
SATEC#PM130EHP_ORD# | Meter
LINK COST | LINK
SIEMENS NEUTRAL LINK, 400A | NLK
L&T DPM,LED (96 X 96),4040 DUAL SOURCE METER,CLASS 1,NIL,NIL,NIL,NIL | Meter
SIEMENS AC CONTACTOR 3TH30 AC,2 NO + 2 NC,415V AC,50 HZ,3TH30220AR0 | 3TH
PHOENIX PS MINI-PS-100-240AC/24DC/4 | PS MOD
UL IMPORTED CABLE:ULFW40-02 | PLC
UL INTERFACE MODULE:ULFLKM40 | PLC
LT XLB PLC: LTPCM-DN32UB/DC | PLC
LT XLB PLC: DIGITAL INPUTS MODULE : LTPCE-DC32A1 | PLC
UL CABLE:ULFW40-02 | PLC
UL MAKE FIELD INTERFACE MODULE:ULFLKM40 | PLC
SATEC METER#PM130_P_ORD# | Meter
ABB REU615,#REU615CHR17# | Relay
ANY MAKE,110V DC,25A | Diode
DLINK,STP-ST-10M-YLW-IN,DARK GREY | Communication
DLINK,STP-ST-11M-YLW-IN,DARK GREY | Communication
DLINK,STP-ST-1M-YLW-IN,DARK GREY | Communication
DLINK,STP-ST-7M-YLW-IN,DARK GREY | Communication
DLINK,STP-ST-9M-YLW-IN,DARK GREY | Communication
ELMEX_MOUNT_BASE | Fuse
IVEONET PATCHCORD:IFPC-SC-SC-OS1-DX-03 | Communication
NEUTRAL LINK | Fuse
OPTIPLUS ADAPTOR DFADSCTYPDZS,SC SM-DUPL | Communication
OPTIPLUS ADAPTOR DFPNLSCX03 | Communication
OPTIPLUS LIU, 6 PORT | Communication
RUGGEDCOM ETHERNET SW, RSG2100 | Ethernet
SC SIMPLEX,2M,DFPGS1SCXX02(SM) | Communication
SCREW TYPE,UIK 35 (3006182) | TERMINAL
STUD TYPE,OTTA 6-T/SB-P/P E(3001270) | TERMINAL
2A DP MCB | MCB
AUX.CONT.BL,MNX 95-550 CONTR.(2ND.LEFT) | MNX
DZ Aux/TAC Size 1 | DZ
DZ Aux/TAC Size 2 | DZ
DZ1-160,3P,63A | DZ
DZ6-400,3P,400A | DZ
DZ-S1-SH-240V-AC | DZ
DZ-S2-SH-240V-AC | DZ
EXTENDED MOUNTED ROM-FRAME 6 | DZ
HEATER LAMP + HOLDER | CFL
HT BOLTS AND NUTS | PR
MODULE CONTROL TRAFO, 415/240V, 350VA | CT VT
PROK DV MPEFSPL,85-275V AC/DC | ELR
ROM EXTENDED FRAME 2-EMERALD | DZ
EMERGENCY STOP PUSH BUTTON GUARD | PR
L&T DPM,LED (96 X 96),4000 KWH METER,CLASS 1,NIL,NIL,NIL,NIL | Meter
MPR200NX RELAY MOTOR PROTECTION RELAY,240V AC,1 NO + 1 NC,16 - 44A | Relay
MPR200NX RELAY MOTOR PROTECTION RELAY,240V AC,1 NO + 1 NC,2 - 5.5A | Relay
MPR200NX RELAY MOTOR PROTECTION RELAY,240V AC,1 NO + 1 NC,8 - 22A | Relay
POWER WIRING FOR CONTFEEDER - 110 KW TPN 50%N | Wire
PRECISE, CL1, 7.5VA, 100-175/1A | CT VT
PRECISE, CL1, 7.5VA, UPTO 40/1A | CT VT
PRECISE, CL5P10, 7.5VA, 150-200/1A | CT VT
RESET CORD MN2/5 (SMALL) TQ3 | PR
BUSBAR FISH PLATE JOINT SHROUD-NON INTERLEAVED | PR
ISMC BASE | ISMC
HC NLK | Fuse
LED TYPE,ANY MAKE,240V,10W | CFL
L&T DPM,LCD (96 X 96),5000 MFM,CLASS 0.5,NIL,NIL,NIL,4 DIGITAL O/P | Meter
OBO SPDV20-C 3+NPE+FS,3-POLE + NPE,5094 76 5 | Surge
DN3-400 SEOM MCCB,4 POLE,400A | DN
GICSM501,3PH 3W,MG53BF(adj OFF & fix ON) | TIMER
DN3-400 SEOM MCCB,4 POLE,400A | DN
10A DP MDS MCB | MCB
16A DP MDS MCB | MCB
3000A/1A CL PS CTs | CT VT
ABB PQ8NC2JW,220-250V DC | Relay
ALAN POWERPACKMODEL NO :APP-230220 | ALAN
ASCO NEMA 12 (METALLIC) ENCLOSURE,YC:277/480VAC,254/440VAC,4W+G,100KA MODE / 200KA PHASE | ASCO
MECH LATCH BLOCK:WB75A 06 | ABB CONTACTOR
TF CONTROL WIRING: NON SUP PANEL WITH RELAY FOR BUS COUPLER FEEDER 800MM 1.5SQMM | Wire
WIRING COST DIFF DUE TO MCCB FEEDERS IN TF | Wire
CONTROL TRAFO, 415 V/55-0-55 V, 2000 VA | CT VT
DIODE MODULEULPWDIOR-40A 110V DC | Diode
AE, DOUBLE FREQ. METER, ELFD 96, 45- 50 - 55 HZ | transducer
DIODE MODULEULPWDIOR-40A 110V DC | diode
CONTROL TRAFO, 415 V/55-0-55 V, 4000 VA | CT VT
MTB TERMINAL COST | TERMINAL
MTB LABOUR COST | LABOUR
ISMC 100 | ISMC
VERT EBAR : DF(CABLE ALLEY 250),6X40 MM, | PR
NEUTRAL CABLE/DUCT LINKS - 2X6X150 AL - ALUMINIUM 4 POLE - TPN FEEDER 50%N : Feeder rating = 2500A | LINK
gland plate | MS
DROPPER 2:6X100 FOR TOP + MIDDLE TIER | LINK
DROPPER 2:6X100 FOR TOP TIER | LINK
CABLE LINKS | LINK
EXTRA FOR AOC - 4X6X150 AL ALUMINIUM - 4 POLE : Feeder rating = 2500A | LINK
CONTROL WIRING FOR ACB I/C | WIRE
2500A/1A,15VA,5P10 CT | CT VT
WAGO SCREWLESS CONTROL TERMINAL,282-101 | TERMINAL
DZ1-160 (125A) 50KA 3P MCCB WITH MAG RELEASE | DZ
L&T DPM,LED (96 X 96),5000 MFM,CLASS 1,NIL,2 ANALOG O/P,NIL,NIL | Meter
MV_ESBEE_PB_B NO/NC ELEMENT | PB
MV_ESBEE_PB_C BLACK PB | PB
SD FEEDER - 1500MM - FULL - FORM -3B | MS
WAGO SCREWLESSCT SHORTING TERMINAL,280-874 | TERMINAL
MV_ESBEE_PB_C NO ELEMENT | PB
B/C FEEDER - 900MM FULL - FORM -3B | MS
ACC dsine DN2 ROM Panel mounting | DN
ASTRO,T2DDT7 TIME SW. | TIMER
F_TRAFOFEEDER 600F | MS
ACC dsine DZ1/2/3/4 Aux/TAC 1 C/o | DZ
DZ1-160 (40A) 50KA 3P MCCB WITH TM RELEASE | DZ
CONTROL WIRING COST FOR ACB O/G WITH RELEASE | WIRE
MV_ESBEE_PB_A NO/NC ELEMENT | PB
DZ1-160 (32A) 50KA 3P MCCB WITH MAG ONLY RELEASE | DZ
DZ2-160 (50A) 50KA 3P MCCB WITH iTrip1 RELEASE | DZ
EXTENDED ROM FOR DZ2 | DZ
AUX + TAC FOR DZ2 | DZ
STARTER FEEDER FORM III - 500 MM | MS
1.5 SQMM WIRE FOR DOL | WIRE
22KW DOL (10SQMM) | Wire
DZ1-160 (63A) 50KA 3P MCCB WITH MAG ONLY RELEASE | DZ
DZ1-160 (100A) 50KA 3P MCCB WITH MAG ONLY RELEASE | DZ
DZ1-160 (63A) 50KA 3P MCCB WITH MAG ONLY RELEASE | DZ
DZ1-160 (63A) 50KA 3P MCCB WITH TM RELEASE | DZ
CONTROL WIRING COST - WIRE SIZE - 1.5 SQ MM MCCB + CONT | WIRE
POWER WIRING FOR MCCB + CONT FEEDER 63A | Wire
OPERATING MECHANISM FOR DN3-400 | DN
GENERAL FEEDER - 300MM FULL - #FORM_SEPARATION_T# | MS
DZ1-160 (40A) 50KA 3P MCCB WITH TM RELEASE | DZ
MTB FEEDER - 60MM HALF - FORM-3A | MS
CONTROL WIRING COST FOR MTB FEEDER - WIRE SIZE - 1.5 SQ MM | Wire
MTB FEEDER - 400MM FULL - #FORM_SEPARATION_T# | MS
DZ1-160 (100A) 50KA 3P MCCB WITH TM RELEASE | DZ
DZ1-160 (125A) 50KA 3P MCCB WITH TM RELEASE | DZ
TRAFO FEEDER - 600MM FULL - #FORM_SEPARATION_T# | MS
ABB RELAY:#REJ601_MOD# | Relay
SYNCHROSCOPE RISHABH, SQ 96 | Meter
3200A/1A CL PS CTs | CT VT
ABB RELAY IRXM,1MYN742832-E | Relay
ABB RELAYCV2D2J,110VDC | Relay
L&T DPM,LED (96 X 96),4430 MFM,CLASS 0.5,NIL,NIL,NIL,NIL | Meter
ABB RELAY:#ABB_REM601_ORD# | Relay
HT BOLTS & NUTS (ONLY I/C & B/C) | PR
SILVER PLATING COST SYNL085 | PLATING
SCREWLESS TYPE,DCC2.5T (DON'T USE) (OBSOLETE) | TERMINAL
AUX BUS-6:4SQMM CU 800 W | WIRE
IVEONET LIU:ILIUM-06-ST-SX-OS1-WM | Communication
IVEONET PATCHCORD:IFPC-ST-ST-OS1-DX-01 | Communication
IVEONET PATCHCORD:IFPC-ST-ST-OS1-DX-16 | Communication
DLINK CABLE:-1M | Communication
DLINK CABLE:-2M | Communication
DLINK CABLE:-10M | Communication
DLINK CABLE:-20M | Communication
HIRSCHMANN OLM:943 906-321 | Communication
PROFIBUS CABLE SIEMENS,6XV18312K | Communication
PHOENIX VS-08-BU-RJ45/BU,RJ45 SOCKET | Communication
PHOENIX PS QUINT-PS/ 1AC/24DC/5 | PS MOD
SIEMENS BUS CONNECTOR:-6ES7972-0DA00-0AA | Communication
DB9 CONNECTOR | Communication
METERING CT, 3200A/1A, 15VA, CLASS 1 | CT VT
PROTECTION CT 3200A/1A,7.5VA,5P20 | CT VT
RISHABH RISH DUCER M42,85-230V AC/DC | transducer
CLASS PS CT 3200A/1A CLPS CT | CT VT
METERING CT, 2000A/1A, 15VA, CLASS 1, BPL EPOXY RESIN CAST (CLASS-E) | CT VT
PROTECTION CT 2000A/1A,7.5VA,5P20 CT EPOXY RESIN CAST (CLASS-E) | CT VT
RISH TRANDUCER:CON-I(1A)-50-O1A2-O2A2-Z- | transducer
RISHABH RISH DUCER M42,85-230V AC | transducer
METERING CT, 3200A/1A, 15VA, CLASS 1, | CT VT
PROTECTION CT 3200A/1A,7.5VA,5P20 | CT VT
MDX 65 CONTACTOR,220 VDC | MDX
1600-2000A, 15VA (2000A ACB)-PRECISE,EPOXY | CT VT
DZ2-160,3P,50A | DZ
ACC dsine DZ2 Extended ROH | DZ
DZ1-160,3P,32A | DZ
ACC DSINE DZ1 EXTENDED ROH | DZ
DZ1-160,3P,100A | DZ
ACC dsine DZ1/2/3/4 Shunt 240V ac | DZ
100A/1A,7.5VA,5P20 CT | CT VT
150A/1A,7.5VA,5P20 CT | CT VT
125A/1A,7.5VA,5P20 CT | CT VT
MPCB MOG-S1 10.0A,#MOG_MPCB_RATING1# | MOG
DLINK CABLE:-3M | Communication
DLINK CABLE:-5M | Communication
DLINK CABLE:4M | Communication
HIMALAYA HEAT SINK:HEC215 | Heat Sink
ADDITIONAL JOINTS COST APART FROM SHIPPING SECTION | PLATING
DLINK CABLE:-6M | Communication
LOOSE MATERIALS (E-151-AO) | misc
SILVER PLATING | PLATING
PROTECTION CT 4000A/1A,7.5VA,5P20 CT EPOXY RESIN CAST (CLASS-E) | CT VT
DZ1-160,3P,40A | DZ
METERING CT, 630A/1A, 15VA, CLASS 1 | CT VT
630A/1A,7.5VA,5P20 CT | CT VT
METERING CT, 800A/1A, 15VA, | CT VT
PROTECTION CT 800A/1A,7.5VA | CT VT
2A MCB | MCB
DLINK CABLE:2M | Communication
SCREWLESS TYPE,DST2.5 | TERMINAL
800A/1A,15VA,5P10 CT | CT VT
250A/1A,15VA,5P10 CT | CT VT
200A/1A,15VA,5P10 CT | CT VT
Busbar Fishplate : ALUMINIUM:1:10X100MM PER PH:TP+50%N (3PH4W) | LINK
VACANTFEEDER_A | MS
VERT EBAR : TX MCC 160 DESIGN - ALUMINIUM - H - 2400 mm - BUS COMPT SIZE (MM) - 310 mm - SIZE - 6.35 X 25.4 MM | LINK
DN0-100 MCCB,3 POLE,32A | DN
F_TRAFOFEEDER | MS
#MCT_MAKE# MAKE METERING CT, 600A/1A, 5VA, CLASS 0.5 | CT VT
1000A/1A,10VA,5P20 CT | CT VT
1250A/1A,10VA,5P20 CT | CT VT
2500A/1A,10VA,5P20 CT | CT VT
250A/1A,10VA,5P20 CT | CT VT
300A/1A,10VA,5P20 CT | CT VT
4000A/1A,10VA,5P20 CT | CT VT
600A/1A,10VA,5P20 CT | CT VT
750A/1A,10VA,5P20 CT | CT VT
ABB RELAYCV2DJ,110VDC | Relay
INTERNAL ARC PROVISION | MS
L&T DPM,LED (96 X 96),4410 MFM,CLASS 0.5,NIL,NIL,NIL,NIL | Meter
MAKE METERING CT, 500A/1A, 5VA, CLASS 0.5 | CT VT
METERING CT, 1000A/1A, 5VA, CLASS 0.5 | CT VT
METERING CT, 1250A/1A, 5VA, CLASS 0.5 | CT VT
METERING CT, 2500A/1A, 5VA, CLASS 0.5 | CT VT
METERING CT, 250A/1A, 5VA, CLASS 0.5 | CT VT
METERING CT, 300A/1A, 5VA, CLASS 0.5 | CT VT
METERING CT, 4000A/1A, 5VA, CLASS 0.5 | CT VT
METERING CT, 400A/1A, 5VA, CLASS 0.5 | CT VT
METERING CT, 750A/1A, 5VA, CLASS 0.5 | CT VT
MICOM P120 RELAY | Relay
MICOM P127 RELAY | Relay
SALZER SELECTOR SWITCH : POLE : 4P,RATING ; 25A;DOOR | SEL SW
SALZER SELECTOR SWITCH : POLE : 5P,RATING ; 16A;DOOR | SEL SW
SCHNEIDER RELAY:#M_VAMP_57_12# | Relay
SILVER PLATING COST | LINK
STABILIZING RESISTOR KIYOSH 0-1000 OHM,35W | RESISTOR
USHA RECTIFIER:240VAC,110VDC,25A | RECTIFIER
MICOM P12 RELAY P121B00Z112EA0 | Relay
Cradle Adapt Fr1 2500,Fr2 400-3200;OMEGA | ACB
TERMINALS ASSESSERIES | TERMINAL
1600A/1A,15VA,5P10 CT | CT VT
DZ1-160,3P,25A | DZ
AUX + TAC | DZ
AUX CONTACT + TAC | DZ
DZ2 SHUNT RELEASE | DZ
DZ1-160,3P,80A | DZ
AUC + TAC | DZ
DZ1 SHUNT RELEASE | DZ
DZ1 NEUTRAL CT | DZ
DZ1 EXTERNAL NEUTRAL CT | DZ
TRIP ALARM CONTACT FOR DSINE MCCB | DN
DZ1-160,3P,125A | DZ
ADAPTOR LINK COST | LINK
DOWELL LUG CRIMPING TYPE LUG, ALS-232 | Lug & Gland
DOWELL LUG CRIMPING TYPE LUG, ALS-300 | Lug & Gland
COMET SINGLE COMP , G14R64 | Lug & Gland
COMET SINGLE COMP , G14R66 | Lug & Gland
EAPL MAKE ANNUNCIATOR EAPL MAKE ANNUNCIATOR,12 | Annunciator
ALAN HOOTERMODEL NO:ARH-02 | Hooter
NEUTRAL CABLE/DUCT LINKS - 3X6X150 AL - ALUMINIUM 3 POLE - TPN FEEDER 50%N : Feeder rating = 3000A | LINK
NEUTRAL CABLE/DUCT LINKS - 1X6X100 AL - ALUMINIUM 4 POLE - TPN FEEDER 100%N : Feeder rating = 1000A | LINK
SR18Gi+DISPLAY RELEASE WITH | ACB
SR18Gi+DISPLAY,4 POLE,1000 A,C | ACB
GENERAL FEEDER - 700MM FULL - #FORM_SEPARATION_T# | MS
GENERAL FEEDER - 700MM FULL - #FORM_SEPARATION_T# | MS
LEGRAND DX3 RCBO4113 69 | MCB
LNT CAPACITORS,BOX,HEAVY DUTY,50HZ,30 KVAR | CAPACITOR
L&T 440V,30kVAR REACTOR | REACTOR
MO C30-1 NO CONTACTOR,240V AC | MO
STUD TYPE,CBT170 | TERMINAL
STUD TYPE,CBT170 | TERMINAL
ISMC 75 | ISMC
GLAND PLATE | ms
CONTROL WIRING FOR ACB INCOMER WITH RELEASE | wire
ADD ON FOR 3TH50 1NO/1NC | wire
L&T MAKE AU RCBO 63A 4P 30MA | MCB
AMMETER SUPPRESSED SCALE 0-75-600A | Meter
LT_AU_RCBO_A | RCCB
CONTROL TRAFO, 415 V/110 V, 500 VA | CT VT
ALAN HOOTERMODEL NO:AAH-03 | Hooter
DLINK CABLE:14M | Communication
DZ2-160,3P,100A | DZ
Ext. operating handle,Frm1(MOG-EHFR(M1) | MOG
HT Nuts & Bolts are provided in joints appearing in HBB zone | PR
JVS MAKE TTB UTILITY+ 3PH-4W FRONT CONN | TTB
METROSIL RESISTOR, ABB | RESISTOR
PROTECTION CT 1250A/1A,10VA,5P20 | CT VT
PROTECTION CT, 3200/1A | CT VT
SALZER SELECTOR SWITCH : POLE : 8P,RATING ; 16A;DOOR | SEL SW
STABILIZING RESISTOR KIYOSH 0-3000 OHM,200W | RESISTOR
TEST MSW-,RHS:2 C/O , Full Width | MSW
ABB RELAY:#REF601_MOD# | Relay
#MCT_MAKE# MAKE METERING CT, 300A/1A, 7.5VA, CLASS 1 | CT VT
CONTROL TRAFO, 415 V/110 V, 2500 VA | CT VT
125A DP I/C | IC OG Contact
160A-EXTERNAL NEUTRAL SENSOR FOR DZ-1/2 | DZ
3TH30,ADD ON CONTACT,1NO | 3TH
ACC DSINE DZ6 EXTENDED ROH | DZ
ACC dsine DZ6/7 Aux/TAC 1 C/o | DZ
ACC dsine DZ6/7 Shunt 240V ac | DZ
ACC PANEL MOUNTED KEY LOCK,TYPE 1 | DZ
ADD-ON BLOCK - LEFT - 1 MO4/5 | MO
ADD-ON BLOCK - LEFT - 2 MO4/5 | MO
ADD-ON BLOCK - RIGHT - 2 MO4/5 | MO
ADD-ON BLOCK - RIGHT 1 MO4/5 | MO
CONTROL TRAFO, 395-405-415-425-435 V/240 V, 1000 VA | CT VT
DX3,2 POLE,10A,415AC,C-CURVE | MCB
DX3,2 POLE,2A,415AC,C-CURVE | MCB
DZ6 400 SPREADER | DZ
ELMEX DST2.5 TERMINAL | TERMINAL
ELMEX END PLATE DSEP 2.5 | TERMINAL
ELMEX KN5,21-30 | TERMINAL
ELMEX KN5,31-40 | TERMINAL
ELMEX KN5,41-50 | TERMINAL
ELMEX MARKR KN5,1-10 | TERMINAL
ELMEX MARKR KN5,11-20 | TERMINAL
ESBEE P.B. ACTUATOR- EMNCFD1 | PB
ESBEE P.B. ACTUATOR- EMNGFD1 | PB
ESBEE P.B. ADD ON CONTACT- 1 NO (EC1C) | PB
GIC ASTRO,110-240V AC,T2DDT0 | TIMER
HEATER PLUG:16A,240VAC,GREY (OP01W16) | PLUG & SOCKET
HEATER SOCKET:ANCHOR,6/16A 6PIN SOCKET-39995 | PLUG & SOCKET
KN5,51-60 | TERMINAL
LAMP-15W | CFL
MCCB dsine DZ1-160N 100A 3P 50kA iTRP3 | DZ
MCCB dsine DZ1-160N 160A 3P 50KA iTrip3 | DZ
MCCB dsine DZ6-400N 250A 4P 50KA iTrip3 | DZ
MCCB dsine DZ6-400N 400A 4P 50KA iTrip3 | DZ
MO 140 CONTACTOR WITH 240V AC COIL | MO
MO 185 CONTACTOR WITH 240V AC COIL | MO
PAD LOCK WITH KEY-SPE0241900497 | PADLOCK
SS BOULTS | Hardware
ETHERNET SWITCH:#LT26GF_ORD#-SPE0495200004 | Ethernet
Racking Handle (upto 2500 H/C & 3200 S1)-SL93151OOOO | EXTRA
DST2.5,SCREWLESS TYPE,CONTROL | TERMINAL
END PLATE : DSEP 2.5 | TERMINAL
MARKER LABEL 4 : KN5,31-40 | TERMINAL
MARKER LABEL 3 : KN5,21-30 | TERMINAL
MARKER LABEL 5 : KN5,41-50 | TERMINAL
MARKER LABEL 1 : KN5,1-10 | TERMINAL
MARKER LABEL 2 : KN5,11-20 | TERMINAL
VENDOR COST FOR MTB | VENDOR
SS BOLTS | PR
ILIUM-12-SC-DX-OS1-RM | Communication
IFPC-SC-SC-OS1-DX-03 | Communication
SFP100-SM-10 | Communication
DLINK CABLE:-8M | Communication
DLINK CABLE:-7M | Communication
END COVER LHS 100MM FOR 2430MMH PANEL | MS |  | HRS: 34583.3333
HBB FOR 100MM COLLAR PANEL | MS
GLAND PLATE FOR TF9-320MM | MS
150A/1A,15VA,5P10 CT | CT VT
ABBREM615, 1 : 48-250V DC,100-240V AC,#REM615CHR17# E-101-AO | Relay
RISHABH TRANSDUCER:#RISH_CON_ORD# E-101-AO | transducer
P8NCH2J,110V DC,4N/O+3N/C | Relay
OEN BASE | OEN
SALZER SELECTOR SWITCH : POLE : 2P,RATING ; 16A;DOOR-4P | SEL SW
ELMEX CBT M4 TERMINAL | TERMINAL
PROK DV EL RELAY, AUX SUPP:85-275V AC/DC E-101-AO | ELR
ABB RELAY, REF615, AUX SUPP:1 : 48-250Vdc, 100-240Vac E-115-AO | Relay
RISHABH MFM:4 : EM 1340,#RISH_EM_ORD# E-115-AO | Meter
PROK DV EL RELAY, AUX SUPP:85-275V AC/DC E-115-AO | ELR
ABB RELAY, REF615, AUX SUPP:1 : 48-250Vdc, 100-240Vac E-116-AO | Relay
RISHABH MFM:4 : EM 1340,#RISH_EM_ORD# E-116-AO | Meter
PROK DV EL RELAY, AUX SUPP:85-275V AC/DC E-116-AO | ELR
ABB RELAY, REF615, AUX SUPP:1 : 48-250Vdc, 100-240Vac E-119-AO | Relay
RISHABH MFM:4 : EM 1340,#RISH_EM_ORD# E-119-AO | Meter
PROK DV EL RELAY, AUX SUPP:85-275V AC/DC E-119-AO | ELR
COPPER SPREADES-CD01088 | DZ
MCCB dsine DZ6-400H 250A 3P 80KA iTrip1 | DZ
PROK DV EL RELAY, AUX SUPP:85-275V AC/DC E-11-O | ELR
RISHABH MFM:4 : EM 1340,#RISH_EM_ORD# E-121-AI | Meter
ABB RELAY, REF615, AUX SUPP:1 : 48-250Vdc, 100-240Vac E-122-AB | Relay
RISHABH MFM:4 : EM 1340,#RISH_EM_ORD# E-122-AB | Meter
SALZER SELECTOR SWITCH : POLE : 16P,RATING ; 16A;DOOR | SEL SW
ABB RELAY, REF615, AUX SUPP:1 : 48-250Vdc, 100-240Vac -E-123-AI | Relay
RISHABH MFM:4 : EM 1340,#RISH_EM_ORD# E-123-AI | Meter
MCCB dsine DZ6-400H 400A 3P 80KA iTrip1 | DZ
PROK DV EL RELAY, AUX SUPP:85-275V AC/DC E-12-O | ELR
ABB RELAY, REF615, AUX SUPP:1 : 48-250Vdc, 100-240Vac E-131-AI | Relay
RISHABH MFM:4 : EM 1340,#RISH_EM_ORD# E-131-AI | Meter
ABB RELAY, REF615, AUX SUPP:1 : 48-250Vdc, 100-240Vac E-132-AB | Relay
RISHABH MFM:4 : EM 1340,#RISH_EM_ORD# E-132-AB | Meter
ABB RELAY, REF615, AUX SUPP:1 : 48-250Vdc, 100-240Vac E-133-AI | Relay
RISHABH MFM:4 : EM 1340,#RISH_EM_ORD# E-133-AI | Meter
PROK DV EL RELAY, AUX SUPP:85-275V AC/DC E-13-O | ELR
ABB RELAY, REF615, AUX SUPP:1 : 48-250Vdc, 100-240Vac E-151-AI | Relay
RISHABH MFM:4 : EM 1340,#RISH_EM_ORD# E-151-AI | Meter
ELMEX KN5.5,31-40 | TERMINAL
ABB RELAY, REF615, AUX SUPP:1 : 48-250Vdc, 100-240Vac E-152-AB | Relay
RISHABH MFM:4 : EM 1340,#RISH_EM_ORD# E-152-AB | Meter
ABB RELAY, REF615, AUX SUPP:1 : 48-250Vdc, 100-240Vac E-153-AI | Relay
RISHABH MFM:4 : EM 1340,#RISH_EM_ORD# E-153-AI | Meter
ABB RELAY, REF615, AUX SUPP:1 : 48-250Vdc, 100-240Vac E-161-AI | Relay
RISHABH MFM:4 : EM 1340,#RISH_EM_ORD# E-161-AI | Meter
ABB RELAY, REF615, AUX SUPP:1 : 48-250Vdc, 100-240Vac E-162-AB | Relay
RISHABH MFM:4 : EM 1340,#RISH_EM_ORD# E-162-AB | Meter
ABB RELAY, REF615, AUX SUPP:1 : 48-250Vdc, 100-240Vac E-163-AI | Relay
RISHABH MFM:4 : EM 1340,#RISH_EM_ORD# E-163-AI | Meter
RISHABH MFM:4 : EM 1340,#RISH_EM_ORD# E-171I-I | Meter
PROK DV EL RELAY, AUX SUPP:85-275V AC/DC E-171-I | ELR
DX3 1C/O(4062 50) | MCB
MCCB dsine DZ2-160H 50A 3P 80KA iTrip1 | DZ
MCCB dsine DZ2-160H 63A 4P 80KA iTrip1 | DZ
MCCB dsine DZ2-160H 50A 3P 80kA iTRP1 | DZ
MCCB dsine DZ2-160H 100A 3P 80KA iTrip1 | DZ
MO SIDE ADD-ON BLOCK (FIRST LEFT) | MO
MO SIDE ADD-ON BLOCK (FIRST RIGHT) | MO
MO TOP MOUNTED ADD-ON- (2NO+2NC) | MO
SCHNEIDEREOCR-FMZ2-WR-C-U-H (0.5-60A),100-240 VAC/DC | Relay
SCHNEIDER EOCR DISPLAY UNIT- EOCR-PDM | Relay
SCHNEIDER EOCR-DISPLAY CONNECTION CABLE- CABLE-RJ45-001 (1 m) | Relay
MCCB dsine DZ2-160H 63A 3P 80KA iTrip1 | DZ
MO TOP MOUNTED ADD-ON-(3NO+1NC) | MO
ELMEX MARKR KN5.5,1-5 | TERMINAL
RISHABH TRANSDUCER:#RISH_CON_ORD# E-51-D | Meter
RISHABH TRANSDUCER:#RISH_CON_ORD# E-52-D | Meter
RISHABH TRANSDUCER:#RISH_CON_ORD# E-54-D | Meter
RISHABH TRANSDUCER:#RISH_CON_ORD# E-58-D | Meter
RISHABH TRANSDUCER:#RISH_CON_ORD# E-59-D | Meter
SCHNEIDER MAKE EOCR CTs: 3CT-H1-100-C (100/5) | Relay
RISHABH TRANSDUCER:#RISH_CON_ORD# E-60-D | Meter
RISHABH TRANSDUCER:#RISH_CON_ORD# E-64-D | Meter
PROK DV EL RELAY, AUX SUPP:85-275V AC/DC E-64-D | ELR
MO CONTACTOR:MO 185 | MO
RISHABH TRANSDUCER:#RISH_CON_ORD# E-66-D | Meter
PROK DV EL RELAY, AUX SUPP:85-275V AC/DC E-66-D | ELR
PROK DV EL RELAY, AUX SUPP:85-275V AC/DC E-69-D | ELR
MCCB dsine DZ2-160H 160A 3P 80KA iTrip1 | DZ
3200-4000A, 15VA (3200/4000A ACB)-PRECISE | CT VT
400A/1A,7.5VA,5P20 CT | CT VT
7SJ66 RELAY 7SJ66,3:1/2 19",4xI,4xU,36BI,23BO | Relay
ABB P8NCH2J,220V DC | Relay
ADD ON FIRST LEFT :1 NO + 1 NC | MNX
ADD ON FIRST RIGHT:1 NO + 1 NC | MNX
ADD ON TOP MOUNTED 4P: 2 NO + 2NC | MNX
COMMUNICATION COST | Communication
DZ2-160,3P,160A | DZ
DZ2-160,3P,16A | DZ
DZ2-160,3P,25A | DZ
DZ2-160,3P,63A | DZ
DZ6-400,3P,250A | DZ
IVEONET PATCHCORD | Communication
JVS MAKE METERING TTB (J-TTB) | TTB
L&T DPM,LED (96 X 96),4420 MFM,CLASS 1,NIL,NIL,NIL,NIL | Meter
LUGS & GLANDS COST | Lug & Gland
OUTGOING FEEDER - FORM-IV - 560- FEEDER W - - F | MS
POWER OUTGOING TERMINAL-D/O TYPE,125A TP | IC OG Contact
POWER OUTGOING TERMINAL-D/O TYPE,63A TP | IC OG Contact
POWER TERMINAL I/C, 40A TPN | IC OG Contact
POWER TERMINAL I/C, 63A TPN FRW | IC OG Contact
POWER TERMINAL I/C, 63A TPN FRW | IC OG Contact
PRECISE, CL1, 15VA, 800/1A | CT VT
PROTECTION CT 1250A/1A,7.5VA,5P20 | CT VT
SIEMENS AI UNIT- 7XV5674-0KK00-2AA1 | Relay
SIEMENS CONTACTOR 3RH24,3RH2422-1BM40 | 3RH
SIEMENS POWER QUALITY RECORDER-#M_SICAMQ200_15# | Relay
STUD TYPE,KBT 100 | TERMINAL
STUD TYPE,KBTM5-15 | TERMINAL
TEST MSW-LHS :2 C/O , Full Width , | Test MSW
OUTGOING FDR - 240MM FULL - FORM -4B TYPE 6 | MS
POWER TERMINAL I/C, 63A TPN | IC OG Contact
POWER OUTGOING TERMINAL-D/O TYPE,63A TPN | IC OG Contact
ADAPTOR LINK & LOURS | LINK+LOUVER |  | Al: 297.833
ELMEX CST 2.5 (K) TERMINAL | TERMINAL
ELMEX END PLATE EPX | TERMINAL
VENDOR COST | VENDOR
SFP MODULE: SFP-SGMI-TX- SFP | Communication
DLINK CABLE:-14M | Communication
EXORA 2A | MCB
ABB RELAY, REF615, AUX SUPP:1 : 48-250Vdc, 100-240Vac E-114-AO | Relay
ELMEX CST 2.5 (K) TERMINAL | TERMINAL
ELMEX CST 6 TERMINAL | TERMINAL
ELMEX END PLATE EPX | TERMINAL
ELMEX PERMANENT SHORT LINK CCLA6-2W | TERMINAL
ELMEX REMOVABLE SHORT LINK RSL 6 | TERMINAL
ELMEX SCREW ASMBLYLSR 2.5-6 | TERMINAL
ELMEX KN6.5,41-50 | TERMINAL
KN6.5,51-60 | TERMINAL
KN6.5,61-70 | TERMINAL
ABBREM615, 1 : 48-250V DC,100-240V AC,#REM615CHR17# E-121-AO | Relay
KN6.5,71-80 | TERMINAL
STABILIZING RESISTOR KIYOSH 0-300 OHM,150W E-121-AO | RESITOR
ABBREM615, 1 : 48-250V DC,100-240V AC,#REM615CHR17# E-122-AO | Relay
STABILIZING RESISTOR KIYOSH 0-300 OHM,150W E-122-AO | RESITOR
ABBREM615, 1 : 48-250V DC,100-240V AC,#REM615CHR17# E-123-AO | Relay
STABILIZING RESISTOR KIYOSH 0-300 OHM,150W E-123-AO | RESITOR
ABB RELAY, REF615, AUX SUPP:1 : 48-250Vdc, 100-240Vac E-241-AI | Relay
ABB#REM620CHR15#,REF620 E-241-AI | Relay
ABB RELAY, REF615, AUX SUPP:1 : 48-250Vdc, 100-240Vac E-242-AB | Relay
ABB RELAY, REF615, AUX SUPP:1 : 48-250Vdc, 100-240Vac E-243-AI | Relay
ABB#REM620CHR15#,REF620 E-243-AI | Relay
ABB RELAY, REF615, AUX SUPP:1 : 48-250Vdc, 100-240Vac E-254-AI | Relay
LTRBX6GF_A | Ethernet
MCCB dsine DZ6-400H 400A 3P 80KA VTVM | DZ
SHUNT RERLEASE : 110V DC | DZ
PROK DV EL RELAY, AUX SUPP:85-275V AC/DC E-7-O | ELR
RISH WH004365URZ000000 | Meter
DLINK CABLE:-12.5M | Communication
WAGO, 281-101 | TERMINAL
WAGO END PLATE,281-301 | TERMINAL
WAGO END STOP 249-117 | TERMINAL
WAGO MARKER 1-100 793-5 | TERMINAL
3RB31,0.32-1.25A | 3RB
3RB31,1-4A | 3RB
3RB31,3-12A | 3RB
3RB31,4-16A | 3RB
3RB31,12.5-50A | 3RB
3RB31,32-115A | 3RB
MOTOR RESTART CONTROL TIMER ,240V AC | TIMER
CONTROL TRAFO, 415 V/24 V, 4000 VA | CT VT
GENERAL FEEDER - 400MM FULL - FORM -3B | MS |  | SS: 17.9916
CONTROL TRAFO, 415 V/24 V, 3000 VA | TRAFO
CONTROL TRAFO, 415 V/240 V, 4000 VA | TRAFO
POWER WIRING COST FOR BUSCOUPLER FDR - 800 A,TPN FEEDER 50%N | LINK
LED TYPE,ANY MAKE,240V,7W | CFL
HIMALAY HEAT SINK:HEC215,160X200MM | HEATSINK
DLINK CABLE:20M | Communication
IVEONET PATCH PANEL | Communication
ETHERNET SWITCHLT20GF:MANAGED ETHERNET SWITCH,#LT20GF_ORD# | Ethernet
GIC DIGICON TIMER, 24 - 240 VAC/DC | TIMER
CBCT FOR P220 MICOM ID 100MM | CBCT
SCHNEIDER P220 RELAY,P220,Z:24-250VDC/24-240VAC;24-250VD | Relay
CBCT FOR P225 MICOM ID-150MM | CBCT
SCHNEIDER RELAY:#P225CHR9_P# | Relay
SCHNEIDER RELAY P143,3 : 110-250V DC(100-240V AC) | Relay
INTERCONNECTTION WIRING | WIRE
SCHNEIDER RLY:#SCH_P923_ORD# | Relay
SALZER SELECTOR SWITCH : POLE : 15P,RATING ; 16A;DOOR | SEL SW
SALZER SELECTOR SWITCH : POLE : 10P,RATING ; 16A;DOOR | SEL SW
LINKS FN250/400A AL DP | Link
CAEM21,48/60V DC,1D V 10T | Relay
MODBUS CABLE BELDEN 9841 | Communication
CONTROL TRAFO 415/240V | CT VT
MCX CONTACTOR MCX43(2NO+2NC | MCX
MCX CONTACTOR MCX43(2NO+2NC),without add-on block | MCX
#MCT_MAKE# MAKE METERING CT, 630A/1A, 10VA, CLASS 0.5S | CT VT
#MCT_MAKE# MAKE METERING CT, 800A/1A, 10VA, CLASS 0.5S | CT VT
200A/1A,10VA,5P20 CT | CT VT
7SJ66 RELAY 7SJ66,1:1/3 19",4xI,4xU,16BI,7BO E-111-AO | Relay
7SJ66 RELAY 7SJ66,1:1/3 19",4xI,4xU,16BI,7BO E-115-AO | Relay
7SJ66 RELAY 7SJ66,1:1/3 19",4xI,4xU,16BI,7BO E-116-AO | Relay
7SJ66 RELAY 7SJ66,1:1/3 19",4xI,4xU,16BI,7BO E-131-AO | Relay
7SJ66 RELAY 7SJ66,1:1/3 19",4xI,4xU,16BI,7BO E-132-AO | Relay
7SJ66 RELAY 7SJ66,2:1/3 19",4xI,4xU,22BI,10BO E-202-AI | Relay
7SJ66 RELAY 7SJ66,2:1/3 19",4xI,4xU,22BI,10BO E-203-AI | Relay
7SJ66 RELAY 7SJ66,2:1/3 19",4xI,4xU,22BI,10BO E-204-AI | Relay
7SJ66 RELAY 7SJ66,2:1/3 19",4xI,4xU,22BI,10BO E-205-AI | Relay
7SJ66 RELAY 7SJ66,2:1/3 19",4xI,4xU,22BI,10BO E-252-AB | Relay
7SJ66 RELAY 7SJ66,2:1/3 19",4xI,4xU,22BI,10BO E-253-AB | Relay
7SJ66 RELAY 7SJ66,2:1/3 19",4xI,4xU,22BI,10BO E-254-AB | Relay
7SJ66 RELAY 7SJ66,2:1/3 19",4xI,4xU,22BI,10BO E-255-AB | Relay
ACCESSSORIES FRONT SLOT2 : AUXILIARY CONTACT-1NO | MOG
ADAPTOR LINK COST FOR SYSF945 | LINK
CLOSED DOOR ADDITIONAL MATERIALS | PR
CONNECTOR RS485 9 PIN CONNECTOR | Communication
CONNECTWEL CA509/K2,1-10 | TERMINAL
CONNECTWEL CA509/K2,11-20 | TERMINAL
CONNECTWELL CA509/K2,21-30 | TERMINAL
CONTROL TRAFO, 395-405-415-425-435 V/110 V, 2000 VA | CT VT
CR-M,2 : 2 C/O,SCREW,CR-M2SS | OEN
CR-M,4 : 4 C/O,SCREW,CR-M4SS | OEN
CR-M,CR-M | OEN
CR-M,DC : DC,2 : 2 C/O | OEN
CR-M,DC : DC,4 : 4 C/O | OEN
CR-M,METAL HOLDER (CR-MH1) | OEN
DIGITAL, AC AMMETER, 220V DC | Meter
EKI-1221,MODBUS GATEWAY,ADVANTECH | Communication
END PLAT,CMT-EP, FOR MICRO TERMNL | TERMINAL
HBB FOR 130MM COLLAR PANEL | LINK
I/C CONNECTION WIRING COST-5 MTRS | WIRE
MCCB dsine DZ1-160N 100A 3P 50kA VTVM | DZ
MCCB dsine DZ1-160N 40A 3P 50kA VTFM | DZ
MCCB dsine DZ1-160N 63A 3P 50kA M ver | DZ
MCCB dsine DZ1-160N 63A 3P 50kA VTVM | DZ
MCCB dsine DZ1-160N 80A 3P 50kA M ver | DZ
MDX 25 CONTACTOR,220 VDC,1 NC | MDX
OPER COUNTER-2500A | ACB
OPER COUNTER-3200A | ACB
OPER COUNTER-4000A | ACB
OPER COUNTER-800A | ACB
PARTITION PLATE PPCMT4,FOR MICRO TERMNL | TERMINAL
PHOENIX QUINT PS,I/P:85-264V AC / 90-350V DC,O/P:24V DC,5A | PS MOD
SALZER BREAKER CONTROL SWITCH:TRIP-NEUTRAL-CLOSE,3OSD00EB03PGBB | SEL SW
SIDE CLAMP CA602/1,FOR MICRO TERMNL | TERMINAL
SIEMENS RELAY 1:O/C-NON-DIRECTIONAL,#SIM_7SR1_MOD# E-202-AI | Relay
SIEMENS RELAY 1:O/C-NON-DIRECTIONAL,#SIM_7SR1_MOD# E-203-AI | Relay
SIEMENS RELAY 1:O/C-NON-DIRECTIONAL,#SIM_7SR1_MOD# E-204-AI | Relay
SIEMENS RELAY 1:O/C-NON-DIRECTIONAL,#SIM_7SR1_MOD# E-205-AI | Relay
SIEMENS RELAY 7SR12 E-252-AB | Relay
SIEMENS RELAY 7SR12 E-253-AB | Relay
SIEMENS RELAY 7SR12 E-254-AB | Relay
SIEMENS RELAY 7SR12 E-255-AB | Relay
ACB - M.L.STACK CAP,250KG | ACB TROLLEY
SUMMATION CT,PRI 2:5A,SEC 5A,ACC 1,VA 7.5VA,RESIN CAST | CT VT
OEN 67 RELAY,#OEN67_MOD# | OEN
BATTERY: EXIDE,SEALED MAINTENANCE FREE VRLA | BATTERY
ELMEX END PLATE EPM | TERMINAL
DZ1-160,4P,100A | DZ
DZ1 AUX CONTACT | DZ
DZ1 ROM | DZ
ELMEX END CLAMP SCMN | TERMINAL
DZ1-160,4P,63A | DZ
LNT CAPACITORS,CYLINDRICAL,STANDARD DUTY,50HZ,20 KVAR | CAPACITOR
LNT CAPACITORS,CYLINDRICAL,STANDARD DUTY,50HZ,25 KVAR | CAPACITOR
MO C85-1 NO CONTACTOR,240V AC | MO
DZ1-160,4P,125A | DZ
POWER WIRING COST FOR OUTGOING FDR - 200 A - TPN FEEDER 100%N | WIRE
EPCOS RELAY:B44066R5916A415N1 | Relay
VOLTAGE TRANSFORMER, TRAFOMAKE 415/R3 / 110/R3 V, 50 VA, CL.1 | CT VT
MO C100 CONTACTOR,240V AC | MO
FIRST RIGHT ADD-ON AUX.CONTACT : 1 NO+1NC b . FIRST LEFT ADD-ON AUX.CONTACT : 1 NO+1NC | MO
MODBUS CABLE | Communication
MODBUS PCB | Communication
TOOGLE S/W | SEL SW
PHOENIX OTTA 2,5 (0790530) TERMINAL | TERMINAL
PHOENIX ATP-OTTA 2,5 (0790572) | TERMINAL
PHOENIX END COVER D-OTTA 2,5 (0790569) | TERMINAL
L&T DPM,LED (96 X 96),4040 DUAL SOURCE METER,CLASS 1,NIL,NIL,NIL,NIL E-104-O | Meter
PHOENIX OTTA 6-T/SB-P/P E(3001270) TERMI | TERMINAL
ELMEX PERMANENT SHORT LINK KSL5 | TERMINAL
PHOENIX MARKER ZB 8 LGS (1052015) 1-100 | TERMINAL
3TH ADDON | 3TH
SATEC#PM130EHP_ORD# E-901-AI | Meter
PHOENIX OTTA 6-T (0790446) TERMINAL | TERMINAL
PHOENIX END COVER D-OTTA 6-T (0790459) | TERMINAL
SATEC#PM130EHP_ORD# E-903-AI | Meter
MCX CONTACTOR MCX32(2NO+2NC),without add-on block | MCX
SATEC#PM130EHP_ORD# E-905-AI | Meter
SATEC#PM130EHP_ORD# E-911-AI | Meter
SATEC#PM130EHP_ORD# E-913-AI | Meter
ISMC 100 CHANNEL | PR
ADDITIONAL COST FOR SIDE DUCT ENTRY | LINK
OBO SPDMCD 50 B,320V,1-POLE,5096 86 0 | Surge
OBO SPDMCD 125-B/NPE,1-POLE,5096 86 5 | Surge
HB160 FUSE BASE | FUSE
#MCT_MAKE# MAKE METERING CT, 400A/5A, 7.5VA, CLASS 1 | CT VT
ADD ON CONTACT FOR 3TH NO/NC | 3TH
BELDEN 9841 CABLE | Communication
DLINK CABLE 1M SPE0437300001 | Communication
DOOR LIMIT SW SPE0015200002 | DLS
HEATER LAMP HOLDER SPE0192600002 | CFL
PHOENIX QUINT PS,I/P:85-264V AC / 90-350V DC,O/P:24V DC,10A | PS MOD
PLUG & SOCKET MCB 10A BB20100C | MCB
PLUG XM81402 | PLUG & SOCKET
SOCKET XM81401 | PLUG & SOCKET
SPACE HEATER MCB BB20020C | SP HTR
WOODWARD EASYGEN:P/N 8440-2085 | Relay
WOODWARD_LS5 | Relay
MARKER LABEL 6 :KN6.5,51-60 | TERMINAL
#MCT_MAKE# MAKE METERING CT, 160A/1A, 7.5VA, CLASS 0.5 | CT VT
#MCT_MAKE# MAKE METERING CT, 630A/1A, 7.5VA, CLASS 0.2S | CT VT
#MCT_MAKE# MAKE METERING CT, 630A/1A, 7.5VA, CLASS 0.5 | CT VT
ADDITIONAL COST FOR NTPC FORM 4 200MM | MS
ADDITIONAL COST FOR NTPC FORM 4 300MM | MS
CA509/K2B4,1-10 | TERMINAL
CA702 | TERMINAL
DLINK CABLE:3M-SPE0437300009 | Communication
DLINK CABLE:5M-SPE0437300011 | Communication
DLINK CABLE:8M-SPE0437300002 | Communication
ELMEX PARTITION PLATE KBXF | TERMINAL
ELMEX PERMANENT SHORT LINK CCLA2.5-2W | TERMINAL
ELMEX SEPARATING PLATE KBX | TERMINAL
EPCSTSU | TERMINAL
EPS4 | TERMINAL
ETHERNET SWITCH LT26G:CORE ASSEMBLY & PACKING,#LT26G_ORD# | Ethernet
KBX | TERMINAL
KBXF (G) | TERMINAL
KN6.5,1-10 | TERMINAL
KN6.5,11-20 | TERMINAL
KN6.5,21-30 | TERMINAL
KPS4 | TERMINAL
KPX | TERMINAL
PROTECTIVE COVER :CBT M5,PCC3 | TERMINAL
PROTECTIVE COVER :KBTM5-15,PCC3K | TERMINAL
RISH MASTER Rish Master 3430, SUPP:AD : 100-250V AC/DC | Meter
RISH MASTER Rish Master 3430, SUPP:AD : 100-250V AC/DC | Meter
SCUN | TERMINAL
SEL751A RELAY, 1:110-250Vdc,110-230Vac E-702-AI | Relay
SEL751A RELAY, 1:110-250Vdc,110-230Vac E-957-AI | Relay
SEL751A RELAY, 1:110-250Vdc,110-230Vac E-958-AB | Relay
SEL751A RELAY, 1:110-250Vdc,110-230Vac E-959-AI | Relay
STUD TYPE,CSTSN5U | TERMINAL
VOLTAGE TRANSFORMER, #TRAFOMAKE# 415/R3 / 110/R3 V, 50 VA, CL 0.2/3P | CT VT
END PLATE | TERMINAL
MARKER | TERMINAL
SLIVER PLATING COST | LINK
ADAPTOR LINK COST FOR SYSF943 | LINK
TF3,1444mm DEPTH,1830 mm,CRATE ( DOMESTIC ) | PKG
TF3 CRATE PKG 2430 H 900 W 1444 D ALL | PKG
TOGGLE S/W | SEL SW
PHOENIX ATP-ST 4 (3030721) | TERMINAL
DIA 22.5 DEVICES | PB
CONTACT ELMNT,NC,ESB HC61B2 | PB
PHOENIX FXD BRIDGE FBS 3-5 - (3030174) | TERMINAL
RESISTOR 0-2000 OHM,200W,KIYOSH | RESITOR
METROSIL RESISTOR, ALSTOM | RESITOR
PHOENIX MARKER ZB 10 LGS (1053014) 1-100 | TERMINAL
PHOENIX MARKR ZB5_11-20 | TERMINAL
PHOENIX MTG RAIL NS 35/7,5 UNPERFORATED | TERMINAL
SR18 PH+NEUTRAL CT:N-CT, 1250A | ACB
MCT_MAKE MAKE METERING CT, 630A/5A, 15VA, CLASS 1 | CT VT
CLOSED DOOR MATERIALS (COMMON ITEMS ONLY) | PR
CLOSED DOOR MATERIALS (EACH BOARD) | PR
CONNECTOR RS485 9 PIN CONNECTOR MALE DB9 | Communication
PHOENIX RJ45 SOCKET INSERT,VS-08-BU-RJ45/BU | Communication
BELDEN CABLE 9841,120 OHM,OUTER SHIELD:BELDFOIL + TC BRAID SHIELD | Communication
BUS CONNECTOR FOR PROFIBUS : 6ES7972-0DA00-0AA0 | Communication
IVEONET PATCH PANEL | Communication
SILVER PLATING COST SYNL062 | LINK
1000A/1A,15VA,CL0.5S,EPOXY RESIN CAST FOR SYVE062 | CT VT
3P 4W TVM 110V (L-L) 1A CL- 0.5 BM RS485 | Meter
METERING CT, 1000A/1A, 15VA, CLASS 1, BPL EPOXY RESIN CAST (CLASS-E)-CL0.5S | CT VT
PROTECTION CT 1000A/1A,7.5VA,5P20 CT EPOXY RESIN CAST (CLASS-E) | CT VT
MULTIFUNCTION,TYPE M42,AC AUX SUPLY | Meter
SFP100-SM-10:100MB SMLC 10km | Communication
DLINK CABLE:-4M | Communication
IVEONET LIU:ILIUM-06-LC-DX-OS1-WM | Communication
IVEONET PATCHCORD:IFPC-LC-LC-OS1-DX-01 | Communication
GEN NEXT ILL PB ACT,HD15C3 | LED
SECURE MAKE SWIFT ELITE MFM,PREMIER300 (CT OPER) (LT) | Meter
ABB RELAY, REF615, AUX SUPP:1 : 48-250Vdc, 100-240Vac-HBFHAEAGNDA1ANN11G | Relay
ABB RELAY, REF615, AUX SUPP:1 : 48-250Vdc, 100-240Vac-HBFKBCADNDA1ANN11G | Relay
RS485 EXTENSION UNIT | Communication
CR-M,PLASTIC HOLDER (CR-MH) | OEN
#MCT_MAKE# MAKE METERING CT, 320A/1A, 10VA, CLASS 1 | CT VT
VT415/R3/110V/R3,50VA,CL.0.5/3P(CORE-1),110V/3,50VA,CL.3P(CORE-2) | CT VT
DN2-250 SEOM+UVR MCCB,3 POLE,100A | DN
#MCT_MAKE# MAKE METERING CT, 100A/1A, 10VA, CLASS 0.5 | CT VT
DN2-250 SEOM+UVR MCCB,3 POLE,250A | DN
#MCT_MAKE# MAKE METERING CT, 250A/1A, 10VA, CLASS 0.5 | CT VT
DN3-400 SEOM+UVR MCCB,3 POLE,320A | DN
#MCT_MAKE# MAKE METERING CT, 315A/1A, 10VA, CLASS 0.5 | CT VT
SECURE MAKE PREMIER300 WITH ABT,PREMIER300 (CT/VT OPER) (HT) | Meter
ETHERNET SWITCHLT20GF:MANAGED ETHERNET SWITCH | Ethernet
CONNECTWEL REMOVABLE LINK CA706/01 | TERMINAL
BLAMK OFF PLATE-SZR7862###S | MS
SHUNT RELEASE - DZ | DZ
VENDOR LABOUR COST | VENDOR
ADAPTOR LINK-CQ42242 | LINK
MCCB dsine DZ6-400N 250A 3P 50kA iTRP1 | DZ
FLAPS COST | MS
MDX 65 CONTACTOR,110 VDC | MDX
SCHNEIDER TESYS RELAY,LTM R,LTM R100EBD | Relay
EXPANSION MODULE:LTM E (LTMEV40BD) | Relay
HMI TERMINAL:LTM CU CONTROL UNIT,TESYSCHR11 | Relay
LTM R/LTM E TO LTM CU,LTM9CU30 | Relay
EXTENSION CABLE :LTM E (LTMEV40BD),LENGTH 0.04M(LTMCC004) | Relay
MDX 110 CONTACTOR,110 VDC | MDX
DZ1-160 (80A) 50KA 3P MCCB WITH MAG ONLY RELEASE | DZ
ABB RELAY, REF615, AUX SUPP:1 : 48-250Vdc, 100-240Vac HBFHAEAGNDA1BNN11G | Relay
ABBREM615, 1 : 48-250V DC,100-240V AC,REM615CHR17 HBMBCAAJNDA1BNN11G | Relay
SHUNT RELEASE SLOT 1 : 110V DC | DZ
WIRING COST 16A DP | WIRE
DZ6 400A spreader assembly 4P 26mm | DZ
CASTELL KEY INTERLOCK : TYPE 1 | DN
MINILEC D2 VCT1,3PH,4WIRE,U/V-PH:285-425VAC/N:165-245VAC | Relay
ABBREM620CHR15,REF620 NBFNAANNNDA1BNN11G | Relay
F_GENERALFDR 400F | MS
ETHERNET SITCH CISCO ETHERNET 24 CU PORT (100 MBPS),IP30 ACCESSORY KIT:CGS-2520-IP30KIT,GS2520 LAN BASE | Ethernet
LTRBX6GF RED BOX-Model-LTRBX6GF | Ethernet
SFP MODULE FOR | Communication
SCHNEIDER TESYS RELAY,LTM R,LTM R08EBD | Relay
SCHNEIDER TESYS RELAY,LTM R,LTM R27EBD | Relay
SCHNEIDER CONV :ABL8REM24050 | Relay
ADAPTOR LINK FOR SYSF956 | LINK
SPE0185400001-PHOENIX MSTB 2,5/2-STF-5,08,1777989 | TERMINAL
SPE0186600001-PHOENIX IC 2,5/2-STGF-5,08,1825501 | TERMINAL
SPE0186700001-PHOENIX IC-DFR 2,1852024 | TERMINAL
FZX40023-MCOMP TO USB DISP RJ11 CABLE - 2M | Relay
LT20GF ETHERNET SWITCH | Ethernet
SIEMENS Y-LINK | Communication
SIEMENS Y-LINK, MOUNTING RAIL | Communication
PACR DEELTED MCCB CM97202OOPOOG | DN
IVEONET LIU:ILIUM-06-SC-DX-OS1-WM | Communication
IVEONET PATCHCORD:IFPC-SC-SC-OS1-DX-01 | Communication
DLINK CABLE:-15M | Communication
SALZER 16A 4P 4 POS | SEL SW
MDX 25 CONTACTOR,220 VDC,1 NO | MDX
SALZER BREAKER CONTROL SWITCH:TRIP-NEUTRAL-CLOSE,#BCS_ORD# | SEL SW
DN2-250 SEOM+UVR MCCB,3 POLE,160A | DN
DN3-400 SEOM+UVR MCCB,3 POLE,400A | DN
DN2-250 SEOM+UVR MCCB,3 POLE,200A | DN
#MCT_MAKE# MAKE METERING CT, 200A/1A, 10VA, CLASS 0.5 | CT VT
VT415/R3/110V/R3,50VA,CL.1/3P(CORE-1),110V/3,50VA,CL.3P(CORE-2) | CT VT
75A/1A,10VA,5P20 CT | CT VT
MO CONTACTOR:MO 140 | MO
RISHABH TRANSDUCER:#RISH_CON_ORD# E-65-D | Meter
TX PANEL WIRING COST | WIRE
SPACE HEATER | SP HTR
PROTECTION CT 250A/1A,7.5VA,5P20 | CT VT
CONTROL TRAFO, 415 V/110 V, 300 VA | CT VT
SCHNEIDER TESYS RELAY,LTM R,LTM R100EFM | Relay
HMI TERMINAL:LTM CU CONTROL UNIT,#TESYSCHR11# | Relay
TESYS_D | Relay
HT NUT & BOLTS | PR
VACANTFEEDER_1400F | MS
VERT EBAR : SF(CABLE ALLEY 250),5X20MM, | PR
DOOR LIMIT SWITCH SPE0015200002 | DLS
HEATER LAMP SPE0157600001 | SEL SW
HOLDER SPE0192600002 | CFL
IND CKT MCB SPE0117300051 | MCB
SP HTR MCB SPE0117300051 | MCB
PLUG & SOCKET MCB SPE0117300149 | MCB
NEUTRAL LINK FOR B/C | LINK
RISHABH AMMETER 0-800A | Meter
SALZER DC 16A 2P 4 POS | SEL SW
JVS MAKE RELAY TEST TERMINAL BLOCK | TTB
DZ1-160,3P,100A 50KA WITH ITRIP1 RELEASE | DZ
ROH FOR DZ1 | DZ
AUX AND TAC CONTACT FOR DZ1 | DZ
RISHABH AMMETER 0-63A | Meter
PRECISE, CL1, 15VA, 63/1A | CT VT
200A/5A,15VA,5P10 CT | CT VT
SALZER AC 16A 2P 4 POS | SEL SW
RISHABH AMMETER 0-5A | Meter
AMMETER RISHAB,MOVING IRON (AC) SUPPRESSED SCALE 0-200-1600A | Meter
1 C/O AUX FOR MDS MCB | MCB
AMMETER RISHAB,MOVING IRON (AC) SUPPRESSED SCALE 0-300-2400A | Meter
RISHABH AMMETER 0-3000A | Meter
ABB#REM620CHR15#,REF620 | Relay
CBTM5 TERMINAL | TERMINAL
SALZER DC 16A 4P 4 POS | SEL SW
SALZER DC 16A 3P 3 POS | SEL SW
SALZER AC 16A 6P 4 POS | SEL SW
SALZER DC 25A 2P 4 POS | SEL SW
VOLTMETER 0-500V | Meter
ETHERNET SWITCH:#LT26GF_ORD# SPE0495200004 | Relay
IVEONET PATCH PANEL:#IVEONET_ORD# SPE0355900023 | Communication
IVEONET PATCHCORD:#IVEONET_PC_ORD# SPE0356000086 | Communication
SFP100-SM-10:100MB SMLC 10km SPE0495300001 | Communication
CONTROL WIRING COST - WIRE SIZE - 1.5 SQ MM FOR MCCB + CONTACTOR FEEDER | WIRE
PRECISE, CL1, 15VA, 125/1A | CT VT
RISHABH AMMETER 0-125A | Meter
PROK DV EL RELAY, AUX SUPP:85-275V AC/DC WITH 150MM ID CBCT | ELR
DZ1-160,3P,125A, 50KA ITRIP1 RELEASE | DZ
SHUNT RELEASE FOR DZ1 | DZ
ADD ON 1ST LEFT FOR MO140 | MO
ADD ON 1ST RIGHT FOR MO140 | MO
ADD ON 2ND LEFT FOR MO140 | MO
CONTROL TRAFO, 415 V/240 V, 200 VA | CT VT
DZ1-160,3P,160A 50KA ITRIP1 RELEASE | DZ
ADD ON 1ST LEFT FOR MO185 | MO
ADD ON 1ST RIGHT FOR MO185 | MO
ADD ON 2ND LEFT FOR MO185 | MO
PRECISE, CL1, 15VA, 160/1A | CT VT
RISHABH AMMETER 0-160A | Meter
DZ6-400,3P,250A 50KA ITRIP1 RELEASE | DZ
ROH FOR DZ6 | DZ
AUX AND TAC CONTACT FOR DZ6 | DZ
SHUNT RELEASE FOR DZ6 | DZ
MO CONTACTOR:MO 250 | MO
ADD ON 1ST LEFT FOR MO250 | MO
ADD ON 1ST RIGHT FOR MO250 | MO
ADD ON 2ND LEFT FOR MO250 | MO
RISHABH AMMETER 0-250A | Meter
POWER LINKS FOR MCCB + CONTACTOR FEEDER 400A | LINK
DZ6-400,3P,400A 50KA ITRIP1 RELEASE | DZ
AUX AND TAC FOR DZ6 | DZ
RISHABH AMMETER 0-400A | Meter
CONTROL WIRING COST - WIRE SIZE - 1.5 SQ MM FOR MCCB FEEDER | WIRE
300A/1A,15VA,5P20 CT | CT VT
DZ SHUNT RELEASE SLOT 1 : 110V DC | DZ
ADD ON BLOCKS SIDE:1 NO + 1 NC | DZ
1200A/1A,15VA,5P20 CT | CT VT
ABBREM620CHR15,REF620 ABBNBFNAANNNDA1BNN11G | Relay
ETHERNET SWITCH CISCO 24 CU PORT + 2 SM FO PORT (100 MBPS)) | Ethernet
SFP MODULE (SFP-SGMII-TX) | Communication
SFP MODULE(SFP100-SM-10) | Communication
LIU(ILIUM-12-SC-DX-OS1-RM | Communication
ETHERNET SWITCH(CISCO 24 CU PORT + 2 SM FO PORT (100 MBPS)) | Ethernet
SFP MODULE (SFP-SGMII-TX) | Communication
SFP MODULE(SFP100-SM-10) | Communication
LIU(ILIUM-12-SC-DX-OS1-RM | Communication
DZ2-160 (80A) 80KA 3P MCCB WITH MAG ONLY RELEASE | DZ
GENERAL FEEDER - 300MM FULL - FORM_SEPARATION_T | MS
CONTROL WIRING 16A DP | WIRE
DZ2-160 (100A) 80KA 3P MCCB WITH ITRIP1 RELEASE | DZ
GENERAL FEEDER - 400MM FULL - FORM_SEPARATION_T | MS
CONTROL WIRING | WIRE
CONTROL WIRING DP | WIRE
MCT_MAKE MAKE METERING CT, 80A/1A, 10VA, CLASS 1 | CT VT
DZ6-400 (250A) 80KA 3P MCCB WITH iTrip3 RELEASE | DZ
DZ EXTERNAL NEUTRAL CT | DZ
MCT_MAKE MAKE METERING CT, 315A/1A, 10VA, CLASS 1 | CT VT
#MCT_MAKE# MAKE METERING CT, 1000A/1A, 15VA, CLASS 1 | CT VT
#MCT_MAKE# MAKE METERING CT, 2000A/1A, 15VA, CLASS 1 | CT VT
#MCT_MAKE# MAKE METERING CT, 200A/1A, 15VA, CLASS 1 | CT VT
#MCT_MAKE# MAKE METERING CT, 250A/1A, 15VA, CLASS 1 | CT VT
#MCT_MAKE# MAKE METERING CT, 40A/1A, 15VA, CLASS 1 | CT VT
#MCT_MAKE# MAKE METERING CT, 60A/1A, 15VA, CLASS 1 | CT VT
#MCT_MAKE# MAKE METERING CT, 63A/1A, 15VA, CLASS 1 | CT VT
1000A/1A,15VA,5P15 CT | CT VT
2000A/1A,15VA,5P15 CT | CT VT
200A/1A,15VA,5P15 CT | CT VT
9841,120 OHM,BELDFOIL + TC BRAID SHIELD | Communication
ABB NT10 RELAY:1MYN569701-B | Relay
ABB RELAY REU610,HC :100-240 VAC/110-250 VDC,HC :100-240 VAC/110-250 VDC | Relay
D/O VACANT COMPT 300MM | MS
DAV INDUSTRIES TEST TERMINAL BLOCK (METERING) | TTB
DF1 FUSE FAILURE RELAY1 C/O | DF1
FIRST LEFT ADD-ON AUX.CONTACT : 1 NO+1NC | MNX
FIRST RIGHT ADD-ON AUX.CONTACT : 1 NO+1NC | MNX
HOOTER, MINILEC, 90-270V AC/DC | HOOTER
KAYCEE LIMIT SWITCHRIGHT HAND TYPE | SEL SW
MINILEC ANNUNCIATOR, MBAS 0600, 16 WINDOW, BUILT IN PB | ANNUNCIATOR
MINILEC ANNUNCIATOR, MBAS 0600, 8 WINDOW, BUILT IN PB | ANNUNCIATOR
MO C100-1 NO CONTACTOR,240V AC | MO
MODULE CONTROL TRAFO, 415V/115V-0-115V AC, 150VA | CT VT
MODULE CONTROL TRAFO, 415V/115V-0-115V AC, 75VA | CT VT
NEUTRAL CABLE/DUCT LINKS - 1X6X100 AL - ALUMINIUM 3 POLE - TP FEEDER : Feeder rating = 800A | LINK
SALZER_SW | SEL SW
SIEMENS CONTACTOR 3RH24,3RH2440-1BF40 | 3RH
STUD TYPE,CAT M3 | TERMINAL
STUD TYPE,CATD M4 | TERMINAL
AOC GLAND PLATE | MS
DOWELL LUG CRIMPING TYPE LUG,ALS-228 | Lug & Gland
DOWELL LUG CRIMPING TYPE LUG,ALS-232 | Lug & Gland
DOWELL LUG CRIMPING TYPE LUG,ALS-234 | Lug & Gland
DOWELL LUG CRIMPING TYPE LUG,ALS-300 | Lug & Gland
DOWELL LUG CRIMPING TYPE LUG,ALS-260 | Lug & Gland
COMET SINGLE COMP,G11R50 | Lug & Gland
COMET SINGLE COMP,G14R64 | Lug & Gland
COMET SINGLE COMP,G15R72 | Lug & Gland
RESISTOR CERAMIC,KIYOSH,#RES_OHM#,#RES_WATT# | RESISTOR
VENDOR ASSEMBLY COST - MTB | VENDOR
CONTROL WIRING FOR MTBFEEDER - 1.5 SQ.MM - MTB | WIRE
CAGE CLAMP,CX2.5(G) - MTB | TERMINAL
VENDOR ASSEMBLY COST - INTERCONNECTION | VENDOR
CONTROL WIRING FOR MTBFEEDER - 1.5 SQ.MM - INTERCONNECTION | WIRE
CAGE CLAMP,CX2.5(G) - INTERCONNECTION | TERMINAL
L&T DPM,LED (96 X 96),4110 VAF + PF METER,CLASS 1,NIL,NIL,NIL,NIL | Meter
SCREW TYPE,CXDL2.5(G) | TERMINAL
STUD TYPE,STH4DT | TERMINAL
EAPL MAKE ANNUNCIATOR EAPL MAKE ANNUNCIATOR,8 | ANNUNCIATOR
GIC COUNTER:7 : 85-265VAC,Z71FBB | TIMER
CAGE CLAMP,CX2.5(G) | TERMINAL
MCT_MAKE MAKE METERING CT, 3000A/1A, 7.5VA, CLASS 1 | CT VT
POWER SUPPLY MOD:RIO600,PSM_H (MOD600APSMH07),1 | Communication
COMMUNICATION MOD:RIO600,LECM (MOD600FLECMIR) | Communication
I/P MOD:RIO600,DIM8_H (MOD600ADIM8H) | Communication
3000A/1A,15VA,5P10 CT | CT VT
SURGE ARRESTER,SCHNEIDER (ACTI9),IPRD65R | SURGE
POWER FUSE80A | FUSE
CONTROL WIRING COST FOR AO | WIRE
MCT_MAKE MAKE METERING CT, 1600A/1A, 7.5VA, CLASS 1 | CT VT
DIODE MODULEULPWDIOR-40A 220V DC | DIODE
ABB PN8NCH2J,220V DC | RELAY
ABB RELAY:REU611_ORD | RELAY
ALAN HOOTERMODEL NO:AUH-1122(BELL FACIA) | HOOTER
MCT_MAKE MAKE METERING CT, 2500A/1A, 7.5VA, CLASS 1 | CT VT
TF900 CRATE PKG 2430 H 2200 W 1244 D ALL | PKG
EMERALD_MCCB SHUNT RELEASE SLOT 1 : 110V DC | DZ
ETHERNET SWITCH CISCO ETHERNET 24 CU PORT (100 MBPS),IP30 ACCESSORY KIT:CGS-2520-IP30KIT,GS2520 LAN BASE | Ethernet
LTRBX6GF ETHERNET SWITCH-Model-LTRBX6GF | Ethernet
SFP MODULE FOR LTR | Communication
IVEONET LIU:ILIU-24-LC-DX-OS1-RM | Communication
VERT EBAR : SF(CABLE ALLEY 250),6X40 MM, | LINK
GLAND PLATE -3MM,MS,TF900 | MS
INCOMING LINKS - 4X6X75 AL ALUMINIUM - 4 POLE - TPN FEEDER 50%N : Feeder rating = 1250A | LINK
LINK_BC_TF_A : Feeder rating = 1250A | LINK
OG CABLE/DUCT LINKS - 2X6X150 AL - ALUMINIUM 4 POLE : Feeder rating = 1250A | LINK
MTB TERM+WIRING COST | Wire
OUTGOING FEEDER - TX - FEEDER SIZE (MM) - 640 - FEEDER W - - F | MS
ETHERNET SWITCH SPE0388800005 | Ethernet
IVEONET LIU:ILIUM-12-SC-DX-OS1-RM | Communication
SIEMENS POWER QUALITY RECORDER-M_SICAMQ200_15 | Relay
DZ2-160,3P,40A | DZ
STATIC SWITCH NPS-I R32,240V AC,25A | Relay
CONTROL TRAFO, 240 V/24 V, 1500 VA | CT VT
STUD TYPE,CBT100 | TERMINAL
DLINK CABLE:-13M | Communication
PROFIBUS_CONNECT | Communication
RS485 9 PIN CONNECTOR MALE DB9 | Communication
VENDOR ASSEMBLY COST-MTB | VENDOR
CONTROL WIRING FOR MTBFEEDER - 1.5 SQ.MM-MTB | VENDOR
CAGE CLAMP,CX2.5(G) -MTB | TERMINAL
VENDOR ASSEMBLY COST-INTERCONNECTION | VENDOR
CONTROL WIRING FOR MTBFEEDER - 1.5 SQ.MM-INTERCONNECTION | VENDOR
CAGE CLAMP,CX2.5(G) -INTERCONNECTION | TERMINAL
ADDITIONAL COST FOR SIEMENS CAMPLOCK PER VERTICAL | PR
ADDITIONAL COST AS PER FILE NOTE TQ DF (COMPLEX WIRING) | VENDOR
ADDITIONAL COST AS PER FILE NOTE TF (COMPLEX WIRING) | VENDOR
DLINK CABLE:-9M | Communication
AUX CONTACT 1C/O (A9L16619) | SURGE
ABB RELAY:#REU611_ORD# | Relay
#MCT_MAKE# MAKE METERING CT, 300A/1A, 15VA, CLASS 1 | CT VT
COMMUNICATION WIRIRNG COST | Communication
MCT_MAKE MAKE METERING CT, 3200A/1A, 10VA, CLASS 1 | CT VT
3200A/1A,10VA,5P20 CT | CT VT
PHOENIX TERMINAL,OTTA 6-T/SB-P/P E(3001270) | TERMINAL
3200A/1A,10VA,5P20 CT | CT VT
PHOENIX TERMINAL,OTTA 6-T/SB-P/P E(3001270) | TERMINAL
MCT_MAKE MAKE METERING CT, 1000A/1A, 10VA, CLASS 1 | CT VT
PHOENIX TERMINAL,OTTA 6-T/SB-P/P E(3001270) | TERMINAL
IVEONET PATCH PANEL:IVEONET_ORD | Communication
CST 2.5SQMM (SET OF 10 TERM) | TERMINAL
MALE CONNECTOR : MSTB 2,5/2-STF-5,08,1777989 | Communication
FEMALE CONNECTOR : IC 2,5/2-STGF-5,08,1825501 | Communication
ACCESSORY FOR CONNECTOR : IC-DFR 2,1852024 | Communication
TQ3 CRATE PKG 2430 H 1100 W 644 D ALL | PKG
TQ3 PANEL,SF,D/O FORM-IV, 320W,50KA | MS
ADAPTOR LINK FOR CABLE | LINK
CISCO 24 CU PORT (100 MBPS) | Ethernet
LTRBX6GF:6PORT HSR/PRP ETH. SW | Ethernet
MCCB dsine DZ2-160H 80A 3P 80kA M ver | DZ
MCCB dsine DZ6-400H 250A 3P 80kA iTRP1 | DZ
MO_CONTACTOR:MO185 EC | MO
MDS DX3 MCB, 6A, 2 POLE, 250V DC,4088 21 | MCB
MDS DX3 MCB, 10A, 2 POLE, 250V DC,4088 23 | MCB
VT FEEDER - 300MM FULL #FORM_SEPARATION_T# | MS
D/O CONTROL SIC D/O TRAFOR MALE SIC | SIC
CONTROL TRAFO, 3000 VA#CONTRAFO_MAKE# | CT VT
OEN85_RELAY | OEN
TF900 PANEL STRUCTURE, 320MMWIDTH | MS
EXORA MCB 16 A,240 / 415V AC (10KA),DOUBLE POLE,C CURVE | MCB
DLINK CABLE:CAT6 SFTP 23AWG SOLID,5M | Communication
MODBUS CONNECTOR PCB ASSEMBLY (3 CONNECTORS) | Communication
EMERALD_MCCB_E | DZ
#MCT_MAKE# MAKE METERING CT, 32A/1A, 10VA, CLASS 1 | CT VT
POWER WIRING FOR CONTFEEDER | WIRE
VT FEEDER - #FDR_SIZE_T# #FDR_WIDTH# #FORM_SEPARATION_T# | MS
LTRBX6GF_B | Ethernet
EMERALD_MCCB_A | DZ
EMERALD_MCCB_M | DZ
DLINK CABLE:CAT6 SFTP 23AWG SOLID,3M | Communication
DLINK CABLE:CAT6 SFTP 23AWG SOLID,6M | Communication
DLINK CABLE:CAT6 SFTP 23AWG SOLID,7M | Communication
FLAP | MS
HORZ EBAR- TF, 6X50 CU TINNED, 800W | LINK
BUSBAR FISH PLATE JOINT SHROUD-INTERLEAVED (2 PKT) | PR
POWER WIRING COST | WIRE
WAGO SCREWLESS CONTROL TERMINAL,281-101 | TERMINAL
MCT_MAKE MAKE METERING CT, 1000A/1A, 10VA, CLASS 0.5 | CT VT
SALZER BREAKER CONTROL SWITCH:TRIP-NEUTRAL-CLOSE,BCS_ORD | SEL SW
MDX 25 CONTACTOR,220 VDC | MDX
ADD ON BLOCKS TOP:1NO / 1NC REVERSIBLE | MDX
MCT_MAKE MAKE METERING CT, 320A/1A, 10VA, CLASS 1 | CT VT
VOLTAGE TRANSFORMER, TRAFOMAKE 415/R3 / 110/R3 V, 50 VA, CL 0.5/3P | CT VT
ABB REU615,REU615CHR17 | RELAY
LT20GF ETHERNET SWITCH SPE0347100049 | Ethernet
CISCO 24CU PORT+2SM FO PORT(100MBPS) | Ethernet
ELMEX MARKR KN10,1-10 | TERMINAL
SR18Gi RELEASE WITH | ACB
MANUAL W/O.IND-(TRIP/RES/LOCK) | ACB
MCT_MAKE MAKE METERING CT, 1600A/1A, 10VA, CLASS 1 | CT VT
1600A/1A,10VA,5P20 CT | CT VT
MCT_MAKE MAKE METERING CT, 1250A/1A, 10VA, CLASS 1 | CT VT
POWER WIRING 63A-TPN 100%N | Wire
POWER WIRING 1.5KW | Wire
NEUTRAL CT:N-CT, 800A | ACB
ADD COST FOR SRO CANCELLED ORDERS | CMG
ADD COST FOR SYQK031 | CMG
ADAPTOR COST FOR SYSF955 | LINK
SPE0437300011-DLINK CABLE:-5M | Communication
SPE0437300013-DLINK CABLE:-7M | Communication
SPE0437300002-DLINK CABLE:-8M | Communication
SPE0437300016-DLINK CABLE:-9M | Communication
SPE0437300005-DLINK CABLE:-15M | Communication
SPE0437300021-DLINK CABLE:-16M | Communication
SPE0437300007-DLINK CABLE:-20M | Communication
SPE0437300025-DLINK CABLE:-30M | Communication
SPE0437300026-DLINK CABLE:-32M | Communication
Moulded louver Assy | PR
ABB PQ8NC2JW,220-250V DC E-115-AO | Relay
SECURE MAKE SWIFT ELITE MFM,PREMIER300 (CT OPER) (LT) E-115-AO | Meter
ABBREM615, 1 : 48-250V DC,100-240V AC,#REM615CHR17# E-115-AO | Relay
ABB RELAY, REF615, AUX SUPP:1 : 48-250Vdc, 100-240Vac E-134-AO | Relay
ABB RELAY, REF615, AUX SUPP:1 : 48-250Vdc, 100-240Vac E-202-AI | Relay
ADDON MDX -2NO+2NC | MDX
ABB RELAY, REF615, AUX SUPP:1 : 48-250Vdc, 100-240Vac E-255-AB | RELAY
CONNECTWEL CA509/K2,41-50 | TERMINAL
CONNECTWEL CA509/K2,31-40 | TERMINAL
VEBAR 5X20 AL TF900 DF PANEL | LINK
4000A/1A,7.5VA,5P20 CT | CT VT
2000A/1A,7.5VA,5P20 CT | CT VT
3000A/1A,7.5VA,5P20 CT | CT VT
#MCT_MAKE# MAKE METERING CT, 1000A/1A, 15VA, CLASS 0.5S | CT VT
LOOSE DUCT

## COST CODES
COST CODE | DESCRIPTION
11 | SS FABRICATION (Matl. + Labour)
14 | PAINTING
20 | PACKING
31 | ALUMINIUM FABRICATION (Matl. + Labour)
32 | COPPER FABRICATION (Matl. + Labour)
40 | INSULATING MATL.(Moulded Support,Shroud etc.,)
51 | ACB & ACC.
52 | MCCB (OTHER TAN DX & MPCBs)
53 | OTHER STANDARD PRODUCT
60 | DIRECT PURCHASED ITEM
61 | PURCHASED ITEMS (STOCK)
62 | MODULE VENDOR CHARGES
63 | HARNESS VENDOR CHARGES
64 | VENDOR LABOUR CHARGES
65 | L&T IMPORTED ITEMS (HAGER,FUJI etc.)
66 | L&T MARKETED ITEMS (GIC, SALZER etc.)
67 | L&T MYSORE PRODUCT (KWH METERS, MM30 etc.)
71 | MISC. ITEM (IC OG CONTACT,SIC etc.,)
72 | WIRES
75 | COMMON ITEMS (LUGS, FERRULE etc.,)
86 | VENDOR PROFIT
88 | FREIGHT
90 | PGOH

## VPRS category
Cat no | Category | Description | Cost Code
1SBH143001R8631 | ABB CONTACTOR | NL31E 110V DC Contactor Relay | 60
1SBH143001R8931 | ABB CONTACTOR | NL31E 240V DC Contactor Relay | 60
1SBN010010R1001 | ABB CONTACTOR | CA 5-01 , 1NC | 60
1SBN010010R1010 | ABB CONTACTOR | CA 5-10 , 1NO | 60
1SBN010020R1011 | ABB CONTACTOR | CAL 5-11 , 1NC+1NO | 60
3TH30220BF4 | 3TH | 3TH30,2 NO + 2 NC,110 V DC | 60
3TH30220BM4 | 3TH | 3TH30,2 NO + 2 NC,220 V DC | 60
3TH30310BF4 | 3TH | 3TH30,3 NO + 1 NC,110 V DC | 60
3TH30310BM4 | 3TH | 3TH30,3 NO + 1 NC,220 V DC | 60
3TH30400BF4 | 3TH | 3TH30,4 NO,110 V DC | 60
3TH30400BM4 | 3TH | 3TH30,4 NO,220 V DC | 60
3TH50220AP0 | 3TH | 2NO+2NC CONTACTOR RELAY,230V AC | 60
3TH50400AP0 | 3TH | 4NO CONTACTOR RELAY,230V AC | 60
3TX4001-2A | 3TH | 3TH30,ADD ON CONTACT,1NC | 60
3TX4010-2A | 3TH | 3TH30,ADD ON CONTACT,1NO | 60
7432015806 | PR | #N/A | 32
8108022004 | PR | HS TUBE 81L/F,12 X 50 BB-IN M UL224 | 75
8108022006 | PR | HSTUBE73L/F(XA25040)6X50,8X50-IN M UL224 | 75
8901010648 | PKG | Poly Bag TF 2/3 Pnl (refer DDS-5) | 20
ACBJ3SCP3649-706C | ACB | ACB 4000 A , ELECTRICAL-(Motor oprtd-S. | 51
ACBJ3SCP3649-750C | ACB | ACB 0800 A , ELECTRICAL-(Motor oprtd-S. | 51
ACBJ3SCP3649-775C | ACB | ACB 0800 A , ELECTRICAL-(Motor oprtd-S. | 51
ACBSCN1394-422 | ACB | ACB 1250 A , ELECTRICAL-(Motor oprtd-S. | 51
ACBSCN1394-425 | ACB | ACB 1250 A , ELECTRICAL-(Motor oprtd-S. | 51
ACBSCN1394-463 | ACB | ACB 2500 A , ELECTRICAL-(Motor oprtd-S. | 51
ACBSCN1394-464 | ACB | ACB 1600 A , ELECTRICAL-(Motor oprtd-S. | 51
ACBSCN1394-485 | ACB | ACB 4000 A , ELECTRICAL-(Motor oprtd-S. | 51
ACBSCN1394-486 | ACB | ACB 4000 A , ELECTRICAL-(Motor oprtd-S. | 51
ACBSCN1394-515 | ACB | ACB 1250 A , ELECTRICAL-(Motor oprtd-S. | 51
ACBSCN1394-521 | ACB | ACB 1250 A , ELECTRICAL-(Motor oprtd-S. | 51
ACBSCN1394-552 | ACB | ACB 1250 A , ELECTRICAL-(Motor oprtd-S. | 51
ACBSCN1532-231 | ACB | ACB 0800 A , ELECTRICAL-(Motor oprtd-S. | 51
ACBSCN1532-232 | ACB | ACB 0800 A , ELECTRICAL-(Motor oprtd-S. | 51
ACBSCN1532-241 | acb | ACB 0800 A , ELECTRICAL-(Motor oprtd-S. | 51
ACBSCN1532-242 | acb | ACB 0800 A , ELECTRICAL-(Motor oprtd-S. | 51
ACBSCN1532-243 | acb | ACB 0800 A , ELECTRICAL-(Motor oprtd-S. | 51
ACBSCN1532-244 | acb | ACB 0800 A , ELECTRICAL-(Motor oprtd-S. | 51
ACBSCRD001-401 | ACB | ACB 0800 A , ELECTRICAL-(Motor oprtd-S. | 51
ACBSCRD001-404 | ACB | ACB 1600 A , ELECTRICAL-(Motor oprtd-S. | 51
ACBSCRD001-801 | ACB | ACB 2500 A , ELECTRICAL-(Motor oprtd-S. | 51
ACBSCS1669-313 | ACB | ACB 4000 A , ELECTRICAL-(Motor oprtd-S. | 51
ACBSCS1669-351 | ACB | ACB 1000 A , ELECTRICAL-(Motor oprtd-S. | 51
AEROSOL-100GMCAN | PKG | SPRAY PAINT 100GM CAN | 20
BB20020C | MCB | MCB 2P 2A "C" Curve 10kA | 66
BB20060C | MCB | MCB 10kA DP C-curve 6A, | 66
BB2006DC | MCB | 6A DP C-curve 250V DC 6kA | 66
BB20100C | MCB | MCB 10kA DP C-curve 10A | 53
BB20160C | MCB | MCB 10kA DP C-curve 16A | 66
BB20250C | MCB | MCB 10kA DP C-curve 25A | 66
BB2025DC | MCB | 25A DP C-curve 250V DC 6kA | 66
BB40020C | MCB | MCB 4P 2A "C" Curve 10kA | 66
BB40060C | MCB | MCB 10kA FP C-curve 6A | 66
BZA11006 | MCB | Auxiliary Contact 1NO-1NC; 10kA MCB | 66
CA56082FACX | PKG | KEY LOCK | 60
CDM2882 | IC OG Contact | O/G CONT 125A FORM4 | 71
CDM2885 | IC OG Contact | CONTACT SUPPORT-200 FORM IV(RYB) | 71
CDM2886 | IC OG Contact | CONTACT SUPPORT-200 FORM IV(N) | 71
CF40111 | Link | BUSBAR RYB I/C 4000H 3P 800W PNL | #N/A
CF40321R001A## | Link | CONN LINK-R-PH | #N/A
CF40321R002A## | Link | CONN LINK-R-PH | #N/A
CF40477 | Link | DUCT RISER N-4000H(HBB TAP @ MINIBUS) | #N/A
CF41061 | Link | DROPPER | #N/A
CF41061####CGP | Link | DROPPER IN COUP PNL | #N/A
CF41062 | Link | DUCT RISER | #N/A
CF41066B1## | Link | DUCT LINK - B1 | #N/A
CF41066B2## | Link | DUCT LINK-B2 | #N/A
CF41066B3## | Link | DUCT LINK B3 | #N/A
CF41066B4## | Link | DUCT LINK B4 | #N/A
CF41066R1Y3 | Link | DUCT LINK - R1,Y3 | #N/A
CF41066R2Y4 | Link | DUCT LINK - R2,Y4 | #N/A
CF41066R3Y1 | Link | DUCT LINK - R3,Y1 | #N/A
CF41066R4Y2 | Link | DUCT LINK-R4,Y2 | #N/A
CF41555##R1 | Link | CABLE LINK - R1 TOP | #N/A
CF41557##B1 | Link | CABLE LINK - B1 TOP | #N/A
CF41557##Y1 | Link | CABLE LINK - Y1 TOP | #N/A
CF41558 | Link | CABLE LINK - N | #N/A
CF41559 | Link | NEUTRAL CONN LINK | #N/A
CF41650##B1A## | Link | DIRECT LINK B1 | #N/A
CF41650##B2A## | Link | DIRECT LINK B2 | #N/A
CF41650##B3A## | Link | DIRECT LINK B3 | #N/A
CF41650##B4A## | Link | DIRECT LINK B4 | #N/A
CF41650SSR1A## | Link | DIRECT LINK R1@SS | #N/A
CF41650SSR2A## | Link | DIRECT LINK R2@SS | #N/A
CF41650SSR3A## | Link | DIRECT LINK R3@SS | #N/A
CF41650SSR4A## | Link | DIRECT LINK R4@SS | #N/A
CF41741 | Link | BUSBAR -RYB | #N/A
CF41741X | Link | BUSBAR -RYB | #N/A
CF41742###N | Link | FISHPLATE-NE WITH NOTCHING | #N/A
CF41776Y1## | LINK | DIRECT LINK Y1 BOT-B/C WITH 5P10CT | #N/A
CF41776Y2## | LINK | DIRECT LINK Y2 BOT-B/C WITH 5P10CT | #N/A
CF41956B201 | LINK | O/G LINK UPTO 1250C B2 1:AOC (TF9 3/4P) | #N/A
CF41956R201 | LINK | O/G LINK UPTO 1250C R2 1:AOC (TF9) | #N/A
CF41956Y201 | LINK | O/G LINK UPTO 1250C Y2 1:AOC (TF9 -3/4P | #N/A
CF42125##N1 | Link | NEUTRAL LINK N1 TF3 FORM IV O/G FRD | #N/A
CF42232R13P | LINK | RISER R1 B/C UPTO 1600C -NTPC | #N/A
CF42232R23P | LINK | RISER R2 UPTO 1600C B/C -NTPC | #N/A
CF42232Y13P | LINK | RESIR Y1 B/C UPTO 1600C-NTPC | #N/A
CF42232Y23P | LINK | RISER Y2 B/C UPTO 1600C -NTPC | #N/A
CF42711 | Link | BUSBAR RYBN 4000H IN CUP PNL | #N/A
CF42850#100 | Link | 800-1250C 3P CABLE LINK - N1 (0:AOC) | #N/A
CF42850A100 | LINK | 800-1250C 3P CABLE LINK - N2 (0:AOC) | #N/A
CF43301#TR1 | Link | CABLE LINKS-R & B | #N/A
CF43302##B1 | Link | CABLE LINKS-B1 | #N/A
CF43302##Y1 | Link | CABLE LINKS-Y | #N/A
CF43496###1 | Link | BUSBAR - RYBN | #N/A
CF43496###3 | Link | BUSBAR - RYBN | #N/A
CF43497Y1## | Link | DIR. LINK -- Y ( WITH 5P10 CT ONLY ) | #N/A
CF43497Y2## | Link | DIR. LINK -- Y ( WITH 5P10 CT ONLY ) | #N/A
CF43497Y3## | Link | DIR. LINK -- Y ( WITH 5P10 CT ONLY ) | #N/A
CF43497Y4## | Link | DIR. LINK -- Y ( WITH 5P10 CT ONLY ) | #N/A
CF43498B1## | Link | DROPPER CONN LINK-B1 | #N/A
CF43498B2## | Link | DROPPER CON LINK-B-PH | #N/A
CF43498B3## | Link | DROPPER CON LINK-B-PH | #N/A
CF43499R1## | Link | DIR. LINK -- Y ( WITH 5P10 CT ONLY ) | #N/A
CF43499R2## | Link | DIR. LINK -- Y ( WITH 5P10 CT ONLY ) | #N/A
CF43499R3## | Link | DIR. LINK -- Y ( WITH 5P10 CT ONLY ) | #N/A
CF43499Y1## | Link | DIR. LINK -- Y ( WITH 5P10 CT ONLY ) | #N/A
CF43499Y2## | Link | DIR. LINK -- Y ( WITH 5P10 CT ONLY ) | #N/A
CF43499Y3## | Link | DIR. LINK -- Y ( WITH 5P10 CT ONLY ) | #N/A
CF43587R1## | Link | DIRECT LINKS-R PH | #N/A
CF43587R2## | Link | DIRECT LINK-R2 | #N/A
CF43587R3## | Link | DIRECT LINKS-R-PH | #N/A
CF43587R4## | Link | DIRECT LINKS-R4 PH | #N/A
CF43587R5## | Link | DIRECT LINKS-R-PH | #N/A
CF43587R6## | Link | DIRECT LINKS-R-PH | #N/A
CF43668 | LINK | BUSBAR-RYBN FIRST PANEL | #N/A
CF43670 | LINK | BUSBAR-RYBN LAST PANEL | #N/A
CF43691 | Link | BUSBAR - RYB | #N/A
CF43923###1 | LINK | CABLE LINK | #N/A
CF43923###2 | LINK | CABLE LINK | #N/A
CF43923###3 | LINK | CABLE LINK | #N/A
CF43923###4 | LINK | CABLE LINK | #N/A
CF44270###1 | Link | BUSBAR - RYBN (2500C, RHS CPL) | #N/A
CF44270###2 | Link | BUSBAR - RYBN (2500C, RHS CPL) | #N/A
CF44270###3 | Link | BUSBAR - RYBN (2500C, RHS CPL) | #N/A
CF44289 | Link | SPACER FOR MINIBUS LHS CPL 2500A | #N/A
CF44314###2 | LINK | BUSBAR-N | #N/A
CF44314###3 | LINK | BUSBAR-RYB | #N/A
CF44340###1 | LINK | BUSBAR - RYB | #N/A
CF44340###2 | LINK | BUSBAR - N | #N/A
CF44341 | Link | SPACER FOR MINIBUS LHS CPL | #N/A
CF44405###1 | LINK | BUSBAR-RYBN | #N/A
CF44405###5 | LINK | BUSBAR-RYBN | #N/A
CF44405###8 | LINK | BUSBAR-RYB | #N/A
CF44405##18 | LINK | BUSBAR-RYB | #N/A
CF60019 | PR | DIRECT LINK SUPPORT-2500C | 40
CF60080##8W#DRP | PR | DIRECT LINK SPT - 1600C -3P | 40
CF60319 | MS | DROPPER CONN LINK SUPPORT | 11
CF70166 | MS | COUPLING DROPPER SUPPORT | 11
CF70388 | MS | CABLE LINK SUPPORT | 11
CF70389 | MS | CABLE LINK CLAMP-2500C | 11
CF71231 | MS | BRACKET -DIRECT LINK SUPPORT | 11
CF71731 | MS | BARRIER - DROPPER | 11
CF71732 | MS | BARRIER - RISER | 11
CF71740 | MS | CABLE LINK SUPPORT - TOP | 11
CF71743 | MS | CABLE LINK CLAMP - TOP | 11
CF71833 | MS | BRACKET - DIRECT LINK SUPPORT | 11
CF71933 | MS | DIRECT LINK SUPPORT-2000C-1600A NTPC | 11
CF72286#NEW | MS | PARTITION AUX BUS SHIELD | 11
CF72562 | MS | RELAY DOOR-HW 600H | 11
CF72626 | MS | IP BARRIER B/C PNL -NTPC | 11
CF73378###2 | MS | BUSBAR SHIELD-TF900 | 11
CF73433###C | MS | BUSBAR SHIELD-DROPPER CONN-COUP PNL | 11
CF73540 | MS | GAP FILLER | 11
CF73787 | MS | CABLE LINK CLAMP-TF3 REAR | 11
CF73790###1 | MS | SPLIT BOTTOM PLATE | 11
CF73790###1#AL | MS | SPLIT BTM PLATE-TF900 FRONT& REAR | 11
CF73790###2 | MS | SPLIT BOTTOM PLATE | 11
CF73931###3 | MS | SHIPPING SECTION TERMINAL BKT | 11
CF73931###8 | MS | SHIPPING SECTION TERMINAL BKT | 11
CF74047 | MS | ETHERNET BRACKET-LT26G | 11
CF74082 | MS | REAR SUPPORTING BRACKET | 11
CF74083 | MS | FO CABLE BKT MOUNTING PLATE | 11
CF74147 | MS | ACB DOOR-600H 800W | 11
CF74167 | MS | PARTITION FOR BTM FDR-NTPC LARA | 11
CF74168 | MS | HORZ CHANNEL SUPPORT | 11
CF74169 | MS | REAR SHROUD-TF3 BTM 2 TIER-NTPC | 11
CF74170 | MS | BTM CHANNEL FOR TF3 BASE ASSLY | 11
CF74171 | MS | PARTITION FOR FORM-IV BTM TIER | 11
CF74172##AL | MS | BOTTOM PLATE-AL | 11
CF74172#3MS | MS | BOTTOM PLATE-TF3 REAR LHS | 11
CF74173##AL | MS | BOTTOM PLATE | 11
CF74173#3MS | MS | AL GLANDPLATE-REAR-LHS-TF3 | 11
CF74175 | MS | POWER AND CONTROL TERMNL SEGREGATION | 11
CF74179 | MS | CABLE CLAMP BKT-FOR 2-TIER PNL-NONSTD | 11
CF74181 | MS | CABLE LINK SHROUD FOR TOP TIER NTPC LAR | 11
CF74252 | MS | L-TYPE BKT FOR OG LINK SHROUD | 11
CF74303 | MS | RELAY DOOR-600H 800W | 11
CF74328 | MS | BOX FOR BLANKOFF PLATE-ACB | 11
CF74329 | MS | COVER PLATE-BLANKOFF PLATE HOLDER BOX | 11
CF74330 | MS | FRONT COVER-BLANKOFF BOX | 11
CF74335FRNT | MS | OG LINK CLAMP-FRONT | 11
CF74335REAR | MS | CABLE LINK CLAMP-REAR | 11
CF74363 | MS | DROPPER BARRIER | 11
CF74442 | MS | DROPPER CONN LINK SHROUD | 11
CF74443 | MS | DROPPER CONNECTING LINK SHROUD | 11
CF74444 | MS | RISER LINK SHROUD | 11
CF74450###1 | MS | CT SUPPORTING BKT | 11
CF74451W0A#100 | MS | OG LINK SHROUD | 11
CF74453 | MS | BASE PLATE-TF900 NON STD | 11
CF74532#LHS | MS | STRIP-ACB 3200H1-3P LHS | 11
CF74532#RHS | MS | STRIP-ACB 3200H1-3P RHS | 11
CF74544 | MS | RISER LINK SUPPORTING BKT | 11
CF74544#LHS | MS | RISER LINK SUPPORTING BKT | 11
CF74597 | MS | TRAY FILLER PIECE WITHOUT V.E.B | 11
CF74598 | MS | TRAY FILLER PIECE WITH V.E.B | 11
CF74599 | MS | COUPLING END COVER ABB FILLER PIECE | 11
CF74600###1 | MS | KAYCEE LIMIT SWITCH BKT WITH LAMP | 11
CF74654 | MS | RELAY DOOR TF3 | 11
CF74655 | MS | RELAY DOOR TF3 | 11
CF74656 | MS | RELAY DOOR SIZE 450 TF3 | 11
CF74944 | MS | ACB CRADLE SIDE BARRIER | 11
CF75811 | MS | RELAY DOOR | 11
CF75815 | MS | RELAY DOOR | 11
CF75826 | MS | ACB DOOR -750 | 11
CF75828 | MS | ACB DOOR -750 | 11
CF75864 | MS | ACB DOOR - 750H 1050W | 11
CF75865 | MS | ACB DOOR - 800W 600H | 11
CF75867 | MS | RELAY DOOR - 600H 800W | 11
CF75870 | MS | RELAY DOOR - 600H 800W | 11
CF90075##1F | MS | HORZ SHROUD- FRONT 800W AOC FOR 3200H/40 | 11
CF90075##1R | MS | HORZ SHROUD- REAR 800W AOC FOR 3200H/400 | 11
CF90108#DRP | MS | CT SUPPORT FOR TF3 DROP TAP OFF | 11
CM90345OOLO | DN | DN1-160M 125A 3P MCCB | 52
CM90345OOMO | DN | DN1-160M 3P 160A MCCB | 52
CM92052OOOOAG | DN | MCCB dsine DN2-250N 100A 3P MTX 2.0 | 52
CM92055OOOOAG | DN | MCCB dsine DN2-250N 250A 3P MTX 2.0 | 52
CM92072OOOOAG | DN | MCCB dsine DN2-250N 63A 3P MTX 2.0 | 52
CM92075OOOOAG | DN | MCCB dsine DN2-250N 160A 3P MTX 2.0 | 52
CM93002OOOOAG | DN | MCCB dsine DN3-400N 400A 3P MTX 2.0 | 52
CM93006OOOOAG | DN | MCCB dsine DN3-630N 630A 3P MTX 2.0 | 52
CM93008OOOOAG | DN | MCCB dsine DN3-630N 630A 4P MTX 2.0 | 52
CM94516OOQOOG | DN | MCCB dsine DN3-400M 320A 3P (6-10In) | 52
CM94516OOROOG | DN | MCCB dsine DN3-400M 400A 3P (6-10In) | 52
CM97890OOOO | DN | ACC DN0/1,DU100H/250 ATAC 1C/O EACH-RHT | 52
CM98041OOOO | DN | ACC DN1/DU250 ROM EXTENDED | 52
CM99101OOOO | DL/DM | ACC DH400/630,DM250/400 ROM EXT NEW LOOK | 52
CM99103OOOO | DL/DM | ACC Ext. ROM new DU125/DH/DL/DM100 Fr. | 52
CM99801OOOO | DN | ACC DN2/DN3/DN4 Auxiliary Contact 1C/O | 52
CM99804OOOO | DN | ACC DN2/DN3/DN4 ATAC 1C/O each - Right | 52
CM99805OOOO | DN | ACC DN2/DN3/DN4 Shunt 110/230/415VAC-Lft | 52
CM99830OOOO | DN | ACC dsine DN2 ROM Panel mounting | 52
CM99861OOOO | DN | ACC dsine DN3 ROM Panel mounting | 52
CM99947OOOO | DN | ACC dsine DN2 External NCT 63A | 52
CM99948OOOO | DN | ACC dsine DN2 External NCT 100A | 52
CM99949OOOO | DN | ACC dsine DN2 External NCT 160A | 52
CM99950OOOO | DN | ACC dsine DN2 External NCT 250A | 52
CM99954OOOO | DN | ACC dsine DN3 External NCT 400A | 52
CM99955OOOO | DN | ACC dsine DN3 External NCT 630A | 52
CM99958TOOOO | DN | ACC PANEL MOUNTED KEY LOCK,TYPE 1 | 52
CM99994OOOO | DN | ACC DN2-250 Ext. NCT Adaptor Kit | 52
CM99995OOOO | DN | ACC DN3-400 Ext. NCT Adaptor Kit | 52
CQ40647BB42C## | Link | ADAPTOR | #N/A
CQ40647NB4#C## | Link | ADAPTOR LINKS NEUTRAL BOT ENTRY | #N/A
CQ40647RB4#C## | Link | ADAPTOR | #N/A
CQ40647YB42C## | Link | ADAPTOR | #N/A
CQ40770AL08 | Link | 250SP ADAPTOR - FOR 50 &amp;amp;amp; 70 | #N/A
CQ40877 | LINK | EARTH LINK DF-TQ3 | #N/A
CQ40893BB42 | LINK | ADAPTOR LINK B FOR 250 TO 500A O/G TERM | #N/A
CQ40893NB4# | LINK | ADAPTOR LINKS-NE BOT ENT WIT 320W PNL | #N/A
CQ40893RB4# | LINK | ADAPTOR LINKS - RYBN | #N/A
CQ40893YB42 | LINK | ADAPTOR LINK Y FOR 250 TO 500A O/G TERM | #N/A
CQ41225#####GP | Link | RISER LINK - B DN3-400 | #N/A
CQ41225####CGP | LINK | RISER LINK - B DN3-400 | #N/A
CQ41226 | Link | O/G LINK -B-DN3-400 | #N/A
CQ41226####C## | LINK | O/G LINK -B-DN3-400 | #N/A
CQ41431###2 | Link | BUSBAR-RYBN | #N/A
CQ41447 | Link | BUSBAR-TQ3 | #N/A
CQ41631###N | LINK | RISER LINK-RYBN DN3-400 | #N/A
CQ41636 | LINK | B/C LINK-N DN3-400+MCX43 | #N/A
CQ41827 | LINK | BUSBAR - LAST 1 PNL - DUCT PN HBB | #N/A
CQ41835###B | LINK | DRPR CONNECTING LINK | #N/A
CQ41835###R | LINK | DRPR CONNECTING LINK | #N/A
CQ41835###Y | LINK | DRPR CONNECTING LINK | #N/A
CQ41836###B | LINK | CONNECTING LINK | #N/A
CQ41836###R | LINK | CONNECTING LINK | #N/A
CQ41836###Y | LINK | CONNECTING LINK | #N/A
CQ41837 | LINK | BC LINK Y | #N/A
CQ41838 | LINK | BC LINK Y | #N/A
CQ41839 | LINK | BC LINK Y | #N/A
CQ41840##Y1 | LINK | CONNECTING LINK DN3 TO MCX | #N/A
CQ41840##Y2 | LINK | CONNECTING LINK DN3 TO MCX | #N/A
CQ41841##R1 | LINK | CONNECTING LINK DN3 | #N/A
CQ41841##R2 | LINK | CONNECTING LINK DN3 | #N/A
CQ41842##Y1 | LINK | CONNECTING LINK | #N/A
CQ41842##Y2 | LINK | CONNECTING LINK | #N/A
CQ41843##B1 | LINK | CONNECTING LINK DN3 | #N/A
CQ41843##B2 | LINK | CONNECTING LINK DN3 | #N/A
CQ70700#300 | MS | MODULE BASE PLATE D/O - 300MM | 11
CQ70700#400 | MS | MODULE BASE PLATE D/O - 400 | 11
CQ71047T2 | MS | DOOR-300 MOG | 11
CQ71201 | MS | CONTROL PLATE | 11
CQ71203T2 | MS | DOOR- 500 TQ3 D/O | 11
CQ71378 | MS | SUPPORTS FOR ADAPTOR | 11
CQ71456##D1 | MS | BRACKET FOR MOG-H2 | 11
CQ71643 | MS | DOOR-500 DN3-400N 3P W/O CP | 11
CQ71643T2 | MS | DOOR-500 DN3-400N 3P W/O CP | 11
CQ72066 | MS | SIC MEMBER | 11
CQ72647 | MS | DOOR-500(DN2-250) | 11
CQ72653 | MS | CONTROL PLATE(3:I/L+1:RESET CORD+1:A96) | 11
CQ72668#A05 | MS | CBC BARRIER-TQ3 FORM-IV | 11
CQ72668#A06 | MS | CABLE ALLEY BARRIER-600MM HT | 11
CQ72705#120 | MS | PARTITION-320W PNL | 11
CQ72705#450 | MS | PARTITION | 11
CQ72713 | MS | CABLE CLAMP-TF9 FRONT~MID PILLAR | 11
CQ72714 | MS | CABLE CLAMP-TF9 FRONT~MID LHS | 11
CQ72725 | MS | TQ3 - FRONT LHS COUPLING IP BARRIER | 11
CQ72726 | MS | COUPLING IP BARRIER FIXING BKT | 11
CQ72783 | MS | CROSS CHANNEL FOR 320W NON-STD | 11
CQ72809#DN2 | MS | FUSE MOUNTING BKT | 11
CQ72842 | MS | DOOR-300 | 11
CQ72870 | MS | GLAND BOX-500 | 11
CQ72871 | MS | BELLOW PLATE-TQ3 250SP | 11
CQ72886 | MS | DOOR-500 TQ3 | 11
CQ73308 | MS | DOOR-500 TQ3 | 11
CQ73441F | MS | DOOR-900-UNF | 11
CQ73455T2 | MS | DOOR-700 | 11
CQ73675 | MS | IP BARRIER-TOP TQ3 DF WHEN TOP 500MM | 11
CQ73689 | MS | 320W FRONT &amp;amp; REAR DOOR POINTED S | 11
CQ73691 | MS | BRACKET FOR 320W PNL DOOR POINTED SCREW | 11
CQ73757 | MS | CONTROL PLATE- TQ3 | 11
CQ73777T2 | MS | DOOR DN-3 400 | 11
CQ73778 | MS | CONTROL PLATE- TQ3 | 11
CQ73782 | MS | DOOR TQ3 | 11
CQ73792 | MS | DOOR-700 | 11
CQ73794 | MS | CONTROLE PLATE | 11
CQ73839 | MS | CONTROL PLATE | 11
CQ73845T2 | MS | DOOR-1000 | 11
CQ73847T2 | MS | DOOR 800H | 11
CQ73852T2 | MS | DOOR 500H | 11
CQ73859T2 | MS | DOOR 500H | 11
CQ73865 | MS | IP BARRIER-DN3 FIXED | 11
CQ73868 | MS | IP BARRIER-DN3 FIXED | 11
CQ73871T2 | MS | DOOR MOG-H1 | 11
CQ90080# | MS | TOP COVER ASSY FRONT 320W FOR NTPC-LARA | 11
CS90236BOOO | MNX | MNX18-2P, 1NO,240V,50Hz | 53
CS90280BOOO | MNX | MNX 300 contactor 240V 50Hz | 53
CS940271OOO | MX0 | MX 0dc 40E WITH 110 VDC COIL | 53
CS940291OOO | MX0 | MX 0dc 22E WITH 110 VDC COIL | 53
CS94031OOOO | MX0 | MX-A1 11E (AUX. CONTAC BLOCK) | 53
CS94032OOOO | MX0 | MX-A1 02E (AUX. CONTACT BLOCK) | 53
CS94035OOOO | MX0 | MX-A1 22E (AUX CONTACT BLOCK) | 53
CS94100AOOO | MNX | MNX 18 CONTR.1NO 110V,50Hz | 53
CS94100BOOO | MNX | MNX 18 CONTR.1NO 240V,50Hz | 53
CS94110BOOO | MNX | MNX 25 CONTR.240V 50Hz | 53
CS94111AOOO | MNX | MNX 32 CONTR.110V 50Hz | 53
CS94111BOOO | MNX | MNX 32 CONTR.240V 50Hz | 53
CS94113OOOO | MNX | MNX-A1 ADD-ON BL.3NO+1NC | 53
CS94114OOOO | MNX | MNX-A1 ADD-ON BL.2NO+2NC | 53
CS94118OOOO | MNX | MNX-A2 ADD-ON BL.1NO+1NC | 53
CS94126OOOO | MNX | MIL KIT MNX 9/12/18/25/32 | 53
CS94136BOOO | MNX | MNX 95 CONTR.2NO+2NC 240V AC | 53
CS94137AOOO | MNX | MNX 110 CONTR.2NO+2NC 110V AC | 53
CS94137BOOO | MNX | MNX 110 CONTR.2NO+2NC 240V AC | 53
CS94138BOOO | MNX | MNX 140 CONTR.2NO+2NC 240V AC | 53
CS94139AOOO | MNX | MNX 185 CONTR.2NO+2NC 110V AC | 53
CS94140AOOO | MNX | MNX 225 CONTR.2NO+2NC 110V AC | 53
CS94141BOOO | MNX | MNX250 Contactor, Coil 240V,50HZ. | 53
CS94163BOOO | MNX | SURGE SUPPRESSOR : MNX-S3 (110-240V) | 53
CS94164BOOO | MNX | SURGE SUPPRESSOR : MNX-S4 (220-240V) | 53
CS94165BOOO | MNX | SURGE SUPPRESSOR : MNX-S6 (220-240V) | 53
CS94166BOOO | MNX | SURGE SUPPRESSOR MNX-S1 (110-240V) | 53
CS94190BOOO | MNX | MNX 40 CONTR.240V AC 50Hz. | 53
CS94197OOOO | MNX | MIL KIT MNX 45/80 -M4 | 53
CS94201OOOO | MNX | MNX 45/80 ADD-ON BL.1ST-LEFT | 53
CS94202OOOO | MNX | MNX 45-80 ADD-ON BLOCK -1ST-RIGHT | 53
CS94207OOOO | MNX | AUX.CONT.BL,MNX 95-550 CONTR.(2ND.LEFT) | 53
CS94208OOOO | MNX | AUX.CONT.BL,MNX 95-550 CONTR.(2ND.RIGHT) | 53
CS94220OOOO | MNX | AUX CONT.BL.(1NO+1NC) LHS (MNX 9-40) | 53
CS94221OOOO | MNX | AUX CONT.BL.(1NO+1NC) RHS (MNX 9-40) | 53
CS94826BOOO | MO | MO 0ac (3NO+2NC) Contactor - 240V coil | 53
CS94827BOOO | MO | MO 0ac (2NO+3NC) Contactor - 240V coil | 53
CS94828BOOO | MO | MO 0ac (1NO+4NC) Contactor - 240V coil | 53
CS94980BOOO | MNX | MNX 22 CONTACTOR-3M + 1NO-240V, 50Hz | 53
CS97028BOOO | MCX | MCX46 Contactor 240V, 50Hz | 53
CS97076AOOO | MNX | MNX 70 Contactor: 110V, 50Hz. | 53
CS97076BOOO | MNX | MNX 70 Contactor: 240V, 50Hz. | 53
FF13103 | MS | ACB MOUNTING CHANNEL TF FRONT 800W | 11
FF18495 | MS | BARRIER | 11
FF18497 | MS | BARRIER ABOVE BREAKER IN MID COMPT | 11
FF18499 | MS | BARRIER-ACB IN TOP 750 | 11
FPTN372726R1004 | ABB CONTACTOR | WB75-A 110V 50Hz/110-127V 60Hz /110V DC | 60
FPTN372726R1005 | ABB CONTACTOR | WB75-A 230-240V 50Hz/230-277V 60Hz/240DC | 60
FQ12728 | MS | REAR CONTROL TERM BRACKET | 11
LOOSEBOXCOVERSMALL | PKG | LOOSE BOX PKG COVER 380X1016X762 MM | 20
MM10240E005 | Relay | Motor protection Relay - MM10; 240V; 5 A | 67
PKGMODLOOSE-4 | PKG | A=914, B=254, C=254, V=0.039 | 20
PLYWOODBOARD | PKG | NAME PLATE WITH PKG DETAILS | 20
SA00036 | PR | TELESCOPIC RAIL ASSY LHS TQ/TF3 | 61
SA10010 | PR | TUBE - 120.3 mm | 61
SA10011 | PR | TUBE - 171.2 mm | 40
SA10016##02 | PR | TUBE - 209.2 mm | 40
SA10016##04 | PR | TUBE - 164.2 mm | 40
SA40671 | PR | SCRAPPING EARTH TQ-FR V | 32
SA41853 | Link | SPACER FB TF3 V | #N/A
SA42001 | Link | EARTHBAR TF3 FOR 1 PANEL | #N/A
SA42001W850 | Link | EARTHBAR-850W | #N/A
SA42002 | Link | EARTHBAR TF3 | #N/A
SA42002W850 | Link | EARTH BAR-850W | #N/A
SA42007#####TF | LINK | EARTHBAR TF3 - 1 PNL | #N/A
SA42007#####TFF | LINK | EARTHBAR TF3 - 1 PNL-UNF | #N/A
SA42008#####TF | LINK | EARTH BAR -2 PNL 800+800 | #N/A
SA42008#####TFF | LINK | EARTH BAR -2 PNL 800+800-UNF | #N/A
SA42009#####TF | LINK | 3 PANEL EARTH BAR | #N/A
SA42009#####TFF | LINK | 3 PANEL EARTH BAR-UNF | #N/A
SA42036 | Link | FISH PLATE FOR EARTHBAR TF3/TQ3 | #N/A
SA42037#####TF | LINK | FISH PLATE-EB, 6X50 CU TF3/TQ3 | #N/A
SA42051 | LINK | 12X50 AL FISH PLATE-EXT.EB CONNECT. | #N/A
SA42052#####TF | LINK | FISH PLATE 12X50 CU-EXT. EB TERMINATION | #N/A
SA42058NTPC | Link | EARTHLINK TF3 NTPC | #N/A
SA42059A | Link | EARTHLINK-UPTO 2500A | #N/A
SA42061 | Link | VERTICAL EARTHBAR - TQ3 | #N/A
SA42063NTPC#VE | Link | VERTICAL EARTHBAR-NTPC | #N/A
SA42080 | Link | 6" BUSBAR TF 1 DROPPER PANEL | #N/A
SA42123 | LINK | FISH PLATE 4" 3 M | #N/A
SA42124 | Link | FISH PLATE 6 TF3 | #N/A
SA42125 | LINK | 4" AL FISH PLATE | #N/A
SA42126 | Link | FISH PLATE-N ISOLATION-B/C PNL | #N/A
SA42127 | LINK | AL DROPPER (R-Y-B DRAWOUT) FR TQ3 | #N/A
SA42127####C## | LINK | TQ3 DROPPER 12X50 CU (R-Y-B DRAWOUT) | #N/A
SA42127NTPC | Link | TQ3 DROPPER(NTPC) 12X50AL (R-Y-B-N D/O) | #N/A
SA42127NTPCCUT | Link | CUT DROPPER NTPC FOR TRAFO FEEDER | #N/A
SA42128 | LINK | DROPPER N 10X30 AL TQ3 | #N/A
SA42128####C## | LINK | TQ3 DROPPER-N 10X30 CU FOR TOP BB | #N/A
SA42132 | Link | DROPPER TF3 (JIT) | #N/A
SA42133 | Link | DROPPER TF3 (JIT) | #N/A
SA42139 | Link | DROPPER AL TF3 - MIDDLE TIER, TOP BB | #N/A
SA42639 | LINK | RISER B1 800/1000/1250A TF3 | #N/A
SA42640 | Link | RISER LINK B PH. 1250A TF3 | #N/A
SA42641 | Link | RISER B3 800/1000/1250A TF3 | #N/A
SA42643 | Link | RISER Y2 800/1000/1250A TF3 | #N/A
SA42644 | Link | RISER Y3 800/1000/1250A TF3 | #N/A
SA42646 | Link | RISER R2 800/1000/1250A TF3 | #N/A
SA42647 | Link | RISER R3 800/1000/1250A TF3 | #N/A
SA42651 | Link | LINK B1 800/1000/1250A TF3 | #N/A
SA42652 | Link | LINK B2 800/1000/1250A TF3 | #N/A
SA42653 | LINK | LINK I/C R PH. 1250A TF3 | #N/A
SA42654 | LINK | LINK I/C R PH. 1250A TF3 | #N/A
SA42656 | Link | LINK Y1 800/1000/1250A TF3 | #N/A
SA42657 | Link | LINK Y2 800/1000/1250A TF3 | #N/A
SA42658 | LINK | I/C LINK Y PH 1250A TF3 | #N/A
SA42659 | LINK | I/C LINK Y PH. 1250A TF3 | #N/A
SA42661 | Link | LINK R1 800/1000/1250A TF3 | #N/A
SA42662 | Link | LINK R2 800/1000/1250A TF3 | #N/A
SA42663 | LINK | I/C LINK B PH. 1250 A tf3 | #N/A
SA42664 | LINK | I/C LINK B PH. 1250A TF3 | #N/A
SA42724 | Link | FISH PLATE NEUTRAL TF3 | #N/A
SA42728 | Link | NEUTRAL LINK TF3 (JIT) | #N/A
SA42921W850 | Link | BUBSAR-MID 1 PANEL | #N/A
SA42922 | LINK | MID 2 PNL | #N/A
SA42922W850 | Link | BUSBAR-RYBN MID 2 850W PNL | #N/A
SA42923 | LINK | MID 3 PNL | #N/A
SA42924W850 | LINK | BUSABAR-850W | #N/A
SA42925W850 | LINK | BUSBAR | #N/A
SA42946 | LINK | 6" BUS BAR FIRST PANEL TQ3 (JIT) | #N/A
SA42946W850 | Link | BUSBAR-850W FIRST PANEL | #N/A
SA42948 | LINK | LAST 1 PNL | #N/A
SA42948W850 | Link | BUSBAR-RYBN-850W | #N/A
SA43104 | Link | ADAPTOR RYB | #N/A
SA43105 | Link | ADAPTOR RYB | #N/A
SA43680 | Link | SPACER Z LLINK | #N/A
SA44259 | Link | LINK N ( L SHAPE ) | #N/A
SA44260 | Link | LINK N C3200¦4000A TF3 (JIT) | #N/A
SA44261 | Link | LINK N C3200¦4000A TF3(JIT) | #N/A
SA44264 | Link | LINK N C3200¦4000A TF3(JIT) | #N/A
SA44448 | LINK | DIRECT LINK N1 ACB IN TQ3 | #N/A
SA44472 | LINK | ISOLATING LINK N ACB IN TQ3 | #N/A
SA44619 | LINK | EARTH LINK FRONT FLUSH COUP. RHS. | #N/A
SA44620 | Link | EARTH LINK AL FF COUPLING TF3+TQ3 | #N/A
SA44621 | Link | EB LNK FF COUP.RHS.6X50,12X50 AL | #N/A
SA44630 | Link | FISH PLATE 6" FF COUPLING TF3+TQ3 | #N/A
SA44866 | Link | RISER LINK | #N/A
SA44867 | Link | RISER LINK | #N/A
SA44870 | Link | riser link -b | #N/A
SA44872 | Link | R - O/G LINKS | #N/A
SA44873 | Link | Y - O/G LINKS | #N/A
SA44874 | Link | B - O/G LINKS | #N/A
SA44875 | LINK | 0/G LINK (R Y B) DOL SIZE 800 CU | #N/A
SA44876 | LINK | O/G LINKS | #N/A
SA44877 | LINK | O/G LINK (R Y B) DOL SIZE 800 CU | #N/A
SA45393 | LINK | ADAPTOR TERMINAL-TOP | #N/A
SA45394 | LINK | ADAPTOR TERMINAL-TOP | #N/A
SA45395 | LINK | ADAPTOR TERMINAL-TOP | #N/A
SA45396 | LINK | ADAPTOR TERMINAL-TOP | #N/A
SA45397 | LINK | DAPTOR TERMINAL-TOP | #N/A
SA45398 | LINK | ADAPTOR TERMINAL-BOTTOM-4000A-TF3 | #N/A
SA45399 | LINK | ADAPTOR TERMINAL-BOTTOM-4000A-TF3 | #N/A
SA45400 | LINK | ADAPTOR TERMINAL-BOTTOM-4000A-TF3 | #N/A
SA45401 | LINK | ADAPTOR TERMINAL-BOTTOM-4000A-TF3 | #N/A
SA45402 | LINK | ADAPTOR TERMINAL-BOTTOM-4000A-TF3 | #N/A
SA45473####C## | LINK | EARTH LINK - TF900 | #N/A
SA45532B3DF | LINK | AL DL B3 UPTO 1600C 3/4P TBB TQ3-DF | #N/A
SA45532B4DF | MS | AL DL B4 UPTO 1600C 3/4P TBB TQ3-DF | 11
SA45532R3DF | LINK | AL DL R3 UPTO 1600C 3/4P TBB TQ3-DF | #N/A
SA45532R4DF | LINK | AL DL R4 UPTO 1600C 3/4P TBB TQ3-DF | #N/A
SA45532Y3DF | LINK | AL DL Y3 UPTO 1600C 3/4P TBB TQ3-DF | #N/A
SA45532Y4DF | LINK | AL DL Y4 UPTO 1600C 3/4P TBB TQ3-DF | #N/A
SA45533R13P | Link | AL RISER R1 UPTO 1600C 3P (RM 3320) | #N/A
SA45533R23P | Link | AL RISER R2 UPTO 1600C 3P (RM 3320) | #N/A
SA45533R33P | Link | AL RISER R3 UPTO 1600C 3P (RM 3320) | #N/A
SA45533R43P | Link | AL RISER R4 UPTO 1600C 3P (RM 3320) | #N/A
SA45533Y100 | Link | AL RISER Y1 UPTO 1600C 3/4P BTRM(RM3320) | #N/A
SA45533Y200 | Link | AL RISER Y2 UPTO 1600C 3/4P BTRM(RM3320) | #N/A
SA45533Y300 | Link | AL RISER Y3 UPTO 1600C 3/4P BTRM(RM3320) | #N/A
SA45533Y400 | Link | AL RISER Y4 UPTO 1600C 3/4P BTRM(RM3320) | #N/A
SA45613 | LINK | ADAPTOR TERM-4000A, BOT TERM -TF3 SUP | #N/A
SA45614 | LINK | ADAPTOR TERM-4000A, BOT TERM -TF3 SUP | #N/A
SA45615 | LINK | ADAPTOR TERM-4000A, BOT TERM -TF3 SUP | #N/A
SA45616 | LINK | ADAPTOR TERM-4000A, BOT TERM -TF3 SUP | #N/A
SA45617 | LINK | ADAPTOR TERM-4000A, BOT TERM -TF3 SUP | #N/A
SA46179 | Link | LINK VERTICAL DUCT-RYB | #N/A
SA46179#####GP | LINK | VERTICAL DUCT LINK 4000H | #N/A
SA46180 | Link | DUCT LINK N | #N/A
SA46181 | LINK | TOP TERMINAL ADAPTOR | #N/A
SA46182 | Link | ADAPTOR R | #N/A
SA46183 | Link | ADAPTOR Y | #N/A
SA46184 | Link | ADAPTOR B | #N/A
SA46185 | Link | DUCT LINK HORIZANTA | #N/A
SA46185#####GP | LINK | LINK-DUCT 3200H1/4000H | #N/A
SA46186 | Link | DUCT LINK HORIZANTAL | #N/A
SA46186#####GP | LINK | LINK DUCT 3200H1/400H | #N/A
SA46187 | Link | DUCT LINK HORIZANTAL | #N/A
SA46187#####GP | LINK | LINK-DUCT 3200H1/4000H | #N/A
SA46188 | Link | DUCT LINK HORIZANTAL | #N/A
SA46188#####GP | LINK | LINK-DUCT 3200H1/4000H | #N/A
SA46189 | Link | DUCT LINK HORIZANTAL | #N/A
SA46189#####GP | LINK | LINK-DUCT-3200H1/4000H | #N/A
SA46190 | Link | DUCT LINK HORIZANTAL | #N/A
SA46190#####GP | LINK | LINK-DUCT-3200H1/4000H | #N/A
SA46192B1## | Link | DIRECT LINK B1 FOR 3200H1 | #N/A
SA46192B2## | Link | DIRECT LINK B2 FOR 3200H1 | #N/A
SA46192B3## | Link | DIRECT LINK B3 FOR 3200H1 | #N/A
SA46192B4## | Link | DIRECT LINK B4 FOR 3200H1 | #N/A
SA46192B5## | Link | DIRECT LINK B5.FOR 3200H1 | #N/A
SA46192B6## | Link | DIRECT LINK B6 FOR 3200H1 | #N/A
SA46192R1## | Link | DIRECT LINK R1 FOR 3200H1 | #N/A
SA46192R2## | Link | DIRECT LINK R2 FOR 3200H1 | #N/A
SA46192R3## | Link | DIRECT LINK R3 FOR 3200H1 | #N/A
SA46192R4## | Link | DIRECT LINK R4 FOR 3200H1 | #N/A
SA46192R5## | Link | DIRECT LINK R5 FOR 3200H1 | #N/A
SA46192R6## | Link | DIRECT LINK R6 FOR 3200H1 | #N/A
SA46192Y1## | Link | DIRECT LINK Y1 FOR 3200H1 | #N/A
SA46192Y2## | Link | DIRECT LINK Y2 FOR 3200H1 | #N/A
SA46192Y3## | Link | DIRECT LINK Y3 FOR 3200H1 | #N/A
SA46192Y4## | Link | DIRECT LINK Y4 FOR 3200H1 | #N/A
SA46192Y5## | Link | DIRECT LINK Y5 FOR 3200H1 | #N/A
SA46192Y6## | Link | DIRECT LINK Y6 FOR 3200H1 | #N/A
SA46200B1## | Link | DIRECT LINKS 3200H1 T0P TIER B1 | #N/A
SA46200B2## | Link | DIRECT LINKS 3200H1 T0P TIER B2 | #N/A
SA46200B3## | Link | DIRECT LINKS 3200H1 T0P TIER B3 | #N/A
SA46200B4## | Link | DIRECT LINKS 3200H1 T0P TIER B4 | #N/A
SA46200B5## | Link | DIRECT LINKS 3200H1 T0P TIER B5 | #N/A
SA46200B6## | Link | DIRECT LINKS 3200H1 T0P TIER B6 | #N/A
SA46200R1## | Link | DIRECT LINKS 3200H1 T0P TIER R1 | #N/A
SA46200R2## | Link | DIRECT LINKS 3200H1 T0P TIER R2 | #N/A
SA46200R3## | Link | DIRECT LINKS 3200H1 T0P TIER R3 | #N/A
SA46200R4## | Link | DIRECT LINKS 3200H1 T0P TIER R4 | #N/A
SA46200R5## | Link | DIRECT LINKS 3200H1 T0P TIER R5 | #N/A
SA46200R6## | Link | DIRECT LINKS 3200H1 T0P TIER R6 | #N/A
SA46200Y1## | Link | DIRECT LINKS 3200H1 T0P TIER Y1 | #N/A
SA46200Y2## | Link | DIRECT LINKS 3200H1 T0P TIER Y2 | #N/A
SA46200Y3## | Link | DIRECT LINKS 3200H1 T0P TIER Y3 | #N/A
SA46200Y4## | Link | DIRECT LINKS 3200H1 T0P TIER Y4 | #N/A
SA46200Y5## | Link | DIRECT LINKS 3200H1 T0P TIER Y5 | #N/A
SA46200Y6## | Link | DIRECT LINKS 3200H1 T0P TIER Y6 | #N/A
SA46277LH04 | Link | COUPLING LINK-LHS-6"HBB-NEW COUPLING+LHS | #N/A
SA46277LH05 | Link | COUPLING LINK-LHS-6"HBB-NEW COUPLING_LHS | #N/A
SA46277LH06 | Link | COUPLING LINK-LHS-6"HBB-NEW COUPLING_LHS | #N/A
SA46277RH04 | Link | COUPLING LINK RHS | #N/A
SA46277RH05 | Link | COUPLING LINK_6" AL BB_NEW COUPLING | #N/A
SA46277RH06 | Link | COUPLING LINK_6" AL BB_NEW COUPLING | #N/A
SA46280 | Link | MINI BUS TF3-COUPLING PANEL | #N/A
SA46281#600 | Link | DROPPER_BB TO MINIBUS_COUPLING PANEL | #N/A
SA50067 | PR | P V C PLUG | 40
SA50144 | PR | AUX.BUSBAR SUPPORT TQ+TF2 V | 71
SA50187 | PR | PANEL NUMBER 7 | 40
SA50319 | PR | TOP TRAY FRONT SF/DF TQ3FR | 40
SA50320 | PR | TOP TRAY REAR DF TQ3FR | 40
SA50321 | PR | TOP TRAY CBC-TQ3 | 40
SA50331 | PR | BUS BAR CLAMP TP TF3-FR | 40
SA50342 | PR | HINGE PLUG - 4.9 DIA TF3 M/TQ3 M | 71
SA50345 | PR | RACKING NUT - TQ3 M | 40
SA50387 | PR | GASKET CONTROL PLATE TQ3 | 61
SA50390 | PR | GRIP FF COUPLING TF3/TQ3 | 40
SA50426 | PR | L&T MONOGRAM | 40
SA50436 | PR | LATCH TQ3 MAT.-NYLON 6 | 40
SA51519 | PR | SUPPORT_TQ3 DROPPERS_65kA | 40
SA60276 | PR | I/C LINK SUPPORT - TF1050W | 40
SA60308 | PR | EXTENSION SHAFT-FN125 VERT. TQ3-M | 61
SA60409 | PR | I/C LINK SUPPORT - TF3 CN3 | 40
SA60501 | PR | PULTRUDED SUPP. HBB (ST22761)TF3-FR | 40
SA60501A | PR | PULTRUDED SUPP. HBB (ST22761)TF3-FR | 40
SA60503 | PR | BUSH BUSBAR SUPPORT TF3-FR | 61
SA70893 | PR | STEEL GRIP TF3-FR | 61
SA70989SS3# | MS | BOTTOM PLATE - AOC - TF1050W | 11
SA71175 | Link | SPACER TQ | #N/A
SA72440 | MS | BUSBAR SHIELD A.O.C. TF3-FR (JIT) | 11
SA72445A | MS | AOC SIDE PARTITION | 11
SA72445B | MS | AOC SIDE PARTITION (B) | 11
SA73032 | IC OG Contact | DROPPER CONTACT (400A) TQ3 | 71
SA73033 | IC OG Contact | DROPPER CONTACT (UP TO 160A) TQ3 | 71
SA73034 | MS | BB SUPPORT CHANNEL BOT DF TQ3 | 11
SA73037 | MS | BB SUPP. CHANNEL MID. BOT. DF TQ3 | 11
SA73089 | MS | VERT. CHNL DROP. SUPPORT TF3-FR | 11
SA73103 | MS | BRACKET TF3-FR | 11
SA73105 | MS | CABLE CLAMP BRACKET | 11
SA73125 | MS | INTERCOMPARTMENT BARRIER - TF3 LHS | 11
SA73125NTPC | MS | INTER COMPARTMENT BARRIER | 11
SA73142 | MS | AUX BUS SHIELD TF3-FR | 11
SA73142W850 | MS | AUX BUS SHIELD TF3-FR | 11
SA73143 | MS | TOP BARRIER FRONT TF3 MINI | 11
SA73156#NEW | MS | BOTTOM COVER -100MM TQ3 | 11
SA73159#STIFNR | MS | REAR DOOR-800W WITH STIFFNER | 11
SA73250 | MS | TOP COVER REAR 800W | 11
SA73276 | MS | BOTTOM PLATE - TQ3 | 11
SA73276#T16 | MS | BOTTOM PLATE-MIDDLE | 11
SA73276W850#T16 | MS | BOTTOM PLATE-850 | 11
SA73278 | MS | 3MM BOTTOM PLATE CBC DF TQ3 | 11
SA73278W850 | MS | BOTTOM PLATE | 11
SA73280 | MS | BOTTOM PLATE - TQ3 | 11
SA73280W850 | MS | BOTTOM PLATE-CBC REAR TQ3DF-850W | 11
SA73282#T16 | MS | BOTTOM PLATE-(UC-LHS) | 11
SA73283#T16 | MS | BOTTOM PLATE-(UC-RHS) | 11
SA73316SS2# | MS | BOTTOM PLATE FRONT RHS/LHS - TF3 | 11
SA73318 | MS | BOTTOM PLATE MIDDLE (FIXED) TF3 | 11
SA73320 | MS | BOTTOM PLATE REAR LHS - TF3 | 11
SA73321 | MS | BOTTOM PLATE REAR LHS TF3 | 11
SA73322AL4 | MS | 4MM ALUMINIUM GLAND PLATE TF3 | 11
SA73326 | MS | BOTTOM PLATE REAR MIDDLE TF3 | 11
SA73327 | MS | BOTTOM PLATE REAR MIDDLE TF3 | 11
SA73328AL4 | MS | 4MM ALUMINIUM GLAND PLATE TF3 | 11
SA73332 | MS | BOTTOM PLATE REAR RHS TF3 | 11
SA73333 | MS | BOTTOM PLATE REAR RHS TF3 | 11
SA73334AL4 | MS | AL 4MM BOTTOM PLATE | 11
SA73396 | MS | LINK CLAMP TF3 (JIT) | 11
SA73397 | MS | LINK SUPPORT DECT LINK VERTICAL TF3 | 11
SA73398 | MS | LINK SUPPORT DUCT LINK1 VERTICALTF3 | 11
SA73399 | MS | AOC CABLE CLAMP BKT - TF | 11
SA73400 | MS | TOP PLATE A.O.C TF3-FR | 11
SA73401 | MS | BOTTOM PLATE A.O.C TF3-FR | 11
SA73405 | MS | REAR DOOR DROPPER PANEL (JIT) | 11
SA73408 | MS | COVER REAR TOP DROPPER PANEL (JIT) | 11
SA73420 | MS | BRACKET - SIDE PLATE AOC-TF3-FR | 11
SA73421 | MS | BRACKET CABLE CLAMP TF3-FR (JIT) | 11
SA73423 | MS | BKT.- DUMMY TRAY - DROPPER TF3-FR | 11
SA73423IP3X | MS | BKT.- DUMMY TRAY - DROPPER TF3-FR | 11
SA73424 | MS | AUX BUS SHLD DROPPER PNLTF3-FR(JIT) | 11
SA73424#TQ2 | MS | AUX BUS SHLD DROPPER PNLTF3-FR(JIT) | 11
SA73432 | MS | BRACKET TF3-FR | 11
SA73433 | MS | BRACKET TF3-FR (JIT) | 11
SA73434 | MS | CABLE CLAMP BKT TF3 1600/2000A | 11
SA73436 | MS | CABLE CLAMP BKT TF3 800/1000/1250A | 11
SA73438 | MS | ANGLE TF3 | 11
SA73440 | MS | RISER SHROUD MTG BKT TF3 DRPR CON FDR | 11
SA73441 | MS | C-BRACKET (DROPPER SHROUD) TF3 | 11
SA73447 | MS | BRACKET RISER SHROUD TF3 TOP COMPT | 11
SA73448 | MS | BRACKET FOR MARSHALLING TERMINAL | 11
SA73449 | MS | BRACKET TF3-FR | 11
SA73450 | MS | BUSBAR SUPPORT TF3-FR | 11
SA73454 | MS | DROPPER SUPPORT TF3FR | 11
SA73456 | MS | DROPPER SUPPORT TOP TF3-FR | 11
SA73459 | MS | LINK SUPPORT TF3 800/1000 OR GUTKA | 11
SA73464 | MS | CABLE LINK SUPPORT TF3 (JIT) | 11
SA73476 | MS | CABLE LINK CLAMP TF3 | 11
SA73480 | MS | INTERPANEL BARRIER TF3-FR(JIT) | 11
SA73481 | MS | BUSBAR SHIELD TF3 | 11
SA73484 | MS | DROPPER SHIELD TF3 | 11
SA73485 | MS | DROPPER BARRIER | 11
SA73487 | MS | Dropper barrier 273mm | 11
SA73489 | MS | INTERPANEL BARRIER TF3-FR | 11
SA73490 | MS | I/P BARRIER REAR R.H.S | 11
SA73494 | MS | 600H COMPT BASEPLATE 800W TF C PWR | 11
SA73495 | MS | Base plate compt 450 mm TF3/TF900 | 11
SA73498 | MS | BARRIER - ABOVE BREAKER TF3 | 11
SA73499 | MS | BARRIER ABOVE ACB 600UC | 11
SA73501 | MS | BARRIER - UNIT COMPARTMENT TF3(JIT) | 11
SA73502 | MS | BARRIER-UINT COMPARTMENT TF3(JIT) | 11
SA73503 | MS | BARRIER-UNIT COMPARTMENT TF3(JIT) | 11
SA73504 | MS | BASE PLATE-AUX EQUIPMENT TF3 (JIT) | 11
SA73506 | MS | BASE PLATE AUX EQUIPMENT TF3 ACB | 11
SA73507 | MS | BRACKET BASEPLATE TF3 (JIT) | 11
SA73553 | MS | END COVER DF TQ3 | 11
SA73560 | MS | FRONT LHS ENDCOVER | 11
SA73562 | MS | END COVER FRONT RHS | 11
SA73605 | MS | TOP TRAY UC FRANT TQ3 | 11
SA73605W850 | MS | TOP TRAY TQ3 850W D/F | 11
SA73610 | MS | CBC DOOR TQ3 (JIT) | 11
SA73610W850 | MS | CBC DOOR-850W | 11
SA73613 | MS | DUMMY TRAY - TQ3 | 11
SA73613#RJ3 | MS | DUMMY TRAY (UC) - TQ3 - RIL J3 | 11
SA73627 | MS | DOOR | 11
SA73726 | MS | BASE PLATE 500MM | 11
SA73726F | MS | BASE PLATE 500MM-UNF | 11
SA73781 | MS | END PLATE RHS 200MM | 11
SA73782 | MS | RHS END PLATE 300 MM | 11
SA73783 | MS | END PLATE 400 RHS | 11
SA73784 | MS | END PLATE RHS 500MM TQ3 | 11
SA73785 | MS | END PLATE RHS 600MM TQ3 | 11
SA73786 | MS | END PLATE RHS 700MM TQ3 | 11
SA73786F | MS | END PLATE RHS 700MM TQ3 -UNFINISHED | 11
SA73787 | MS | END PLATE RHS 800MM | 11
SA73800 | MS | LHS E P | 11
SA73801 | MS | END PLATE LHS 300MM | 11
SA73802 | MS | END PLATE LHS 400MM TQ3 | 11
SA73803 | MS | END PLATE LHS 500MM TQ3 | 11
SA73804 | MS | END PLATE LHS 400MM | 11
SA73805 | MS | END PLATE LHS 500MM TQ3 | 11
SA73806 | MS | END PLATE LHS 600MM | 11
SA73807 | MS | END PLATE LHS 700MM TQ3 | 11
SA73807F | MS | END PLATE LHS 700MM TQ3-UNF | 11
SA73808 | MS | END PLATE LHS 800MM | 11
SA73809 | MS | END PLATE RHS 900MM TQ3 | 11
SA73816 | MS | SIC MEMBER RHS 200MM TQ3 | 11
SA73816IP2X | MS | SIC MEMBER RHS 200MM TQ3 | 11
SA73817 | MS | SIC MEMBER RHS 300MM TQ3 | 11
SA73817IP2X | MS | RHS SIC MEMBER - 300mm | 11
SA73818 | MS | SIC MEMBER RHS 400MM TQ3 | 11
SA73818IP2X | MS | SIC MEMBER RHS (SIZE 400MM) | 11
SA73819 | MS | SIC MEMBER RHS 500MM TQ3 | 11
SA73819IP2X | MS | SIC MEMBER RHS 500MM TQ3 | 11
SA73820 | MS | SIC MEMBER RHS 600MM TQ3 | 11
SA73820IP2X | MS | SIC MEMBER RHS 600MM TQ3 | 11
SA73821IP2X | MS | SIC MEMBER RHS 700MM TQ3 | 11
SA73822IP2X | MS | SIC MEMBER RHS (SIZE 600-1100) TQ3 | 11
SA73823IP2X | MS | SIC MEMBER RHS (SIZE 900) TQ3 | 11
SA73824IP2X | MS | SIC MEMBER RHS (SIZE 600-1100) TQ3 | 11
SA73825IP2X | MS | SIC MEMBER RHS (SIZE 600-1100) TQ3 | 11
SA73827 | MS | SIC MEMBER LHS 200MM TQ3 | 11
SA73828 | MS | SIC MEMBER LHS 300MM TQ3 | 11
SA73829 | MS | SIC MEMBER LHS 400MM TQ3(JIT) | 11
SA73830 | MS | SIC MMBR L LHS 500MM TQ3 | 11
SA73856 | MS | BRACKET - FN63 | 11
SA73859 | MS | TRAY ABOVE 200MM TQ3 | 11
SA73893 | MS | CONNECTOR AOC+SW.BRD. TF3/TD3 | 11
SA73896 | MS | BARRIER IC RHS TF3-FR(JIT) | 11
SA73967 | MS | EARTH LIP TQ3 M | 11
SA73971 | MS | DROPPER SHIELD (RHS BOTT)DF TQ3 | 11
SA73972#T16 | MS | DROPPERSHIELD TQ3 (RHS TOP) DF TQ3 | 11
SA73973 | MS | DROPPER SHIELD (LHS BOT) DF TQ3 | 11
SA73974 | MS | DROPPER SHIELD (LHS TOP) DF TQ3 | 11
SA73975 | MS | SUPPORT (DROPPER | 11
SA73980 | MS | ADDON PLATE 100MM | 11
SA73981 | MS | ADD ON PLATE 200MM | 11
SA73985 | MS | REAR BASE PLATE 200 MM | 11
SA73987 | MS | SUPPORT (LHS SIC MEMBER) TQ3 | 11
SA73988 | MS | SUPPORT (LHS SIC MEMBER) TQ3 | 11
SA73989 | MS | LHS SIC MEMBER TQ3 | 11
SA73990 | MS | SUPPORT (LHS SIC MEMBER) TQ3 | 11
SA74186 | MS | END COVER -FRONT RHS,TF+TQ3 COUPLING | 11
SA74190 | MS | END COVER - FRONT LHS | 11
SA74195 | MS | END COVER - REAR RHS | 11
SA74198 | MS | END COVER REAR LHS FF COUPLING | 11
SA74317 | MS | BOTTOM PLATE | 11
SA74318 | MS | BOTTOM PLATE (REAR LHS) ACB IN TQ3 | 11
SA74320 | MS | BOTTOM PLATE (REAR RHS) ACB IN TQ3 | 11
SA74321 | MS | BOTTOM PLATE (REAR RHS) ACB IN TQ3 | 11
SA74325 | MS | DROPPER SUPPORT - TF9 | 11
SA74347 | MS | BARRIER DOPPER PANEL TF3-FR | 11
SA74389 | MS | LINK SUPPORT | 11
SA74437 | MS | BRACKET BUS BAR SUPPORT TQ3FR | 11
SA74439 | MS | BRACKET N DUCT SUPPORT TF3-FR(JIT) | 11
SA74440 | MS | LINK CLAMP VERT. DUCT LINK | 11
SA74441 | MS | LINK CLAMP VERT. DUCT LINK (JIT) | 11
SA74481 | MS | AGLE MODULE GUIDE TQ3 | 11
SA74489 | MS | LINK SUPPORT ACB IN TQ3 | 11
SA74490 | MS | LINK CLAMP ACB IN TQ3 | 11
SA74491 | MS | LINK SUPPORT DROPPER LINKACB TQ3 | 11
SA74492 | MS | BUSBAR SUPPORT ACB, TQ3FR | 11
SA74494 | MS | BARRIR INTERCOMPARTMT,ACB, TQ3FR | 11
SA74494NTPC | MS | BARRIER | 11
SA74503 | MS | BRACKET ACB MTG. REAR ACB TQ3FR | 11
SA74504 | MS | LINK SUPPORT ACB IN TQ3FR | 11
SA74506 | MS | BARRIER UNIT SIZE450,ACB,TQ3FR | 11
SA74507 | MS | BARRIER UNIT SIZE600,ACB,TQ3FR | 11
SA74509 | MS | BRACKET CABLE CLAMP,ACB, TQ3FR | 11
SA74510 | MS | BARRIER(FRONT COMP450)ACB, TQ3FR | 11
SA74511 | MS | BARRIER(FRONT COMP600)ACB,TQ3FR | 11
SA74512 | MS | BARRIER(FRONT COMP750)ACB, TQ3FR | 11
SA74514 | MS | BARRIER(VACNT COMP450)ACB,TQ3FR(JIT | 11
SA74514X | MS | BARRIER | 11
SA74515 | MS | BARR.(VACNT COMP600)ACB,TQ3FR(JIT) | 11
SA74523 | MS | CHANNEL BASE PLATE - PT TQ3 | 11
SA74524FRM4 | MS | BASE PLATE PT TQ3 - FORM 4 | 11
SA74524FRM4F | MS | BASE PLATE PT TQ3 - FORM 4-UNF | 11
SA74531 | MS | BASE PLATE(FIXED 200 FN 63)TQ3(JIT) | 11
SA74538 | MS | CHANNEL BASE PLATE - PT TQ3 | 11
SA74600 | MS | TRAY (VACANT COMPT) TQ3 (JIT) | 11
SA74613 | MS | BOTTOM PLATE TQ3 | 11
SA74614 | MS | BOTTOM PLATE 3MM M.S. | 11
SA74635 | MS | SIDE PLATE RHS FXD PT FDR SIZE 600 | 11
SA74654 | MS | DROPPER BARRIER 200 VCT COMPT TQ3 | 11
SA74657T16 | MS | ANGLE DROPPER BARRIER TQ3 | 11
SA74661 | MS | END COVER MID RHS | 11
SA74662 | MS | END COVER RHS REAR | 11
SA74663 | MS | END COVER LHS MIDDEL TF3 JIT TOP/BOT BB | 11
SA74664 | MS | END COVER LHS REAR TF3 (JIT) TOP/BOT BB | 11
SA74673 | MS | BASE PLATE AUX 400MM | 11
SA74674 | MS | BASE PLATE AUX 400MM | 11
SA74694 | MS | END PLATE LHS SIZE 500MM | 11
SA74697 | MS | END PLATE LHS 800MM | 11
SA74698 | MS | END PLATE LHS | 11
SA74699 | MS | END PLATE LHS 1000 MM | 11
SA74700 | MS | END PLATE LHS 1100mm | 11
SA74731 | MS | END PLATE RHS SIZE 500MM | 11
SA74733 | MS | END PLATE RHS 800MM | 11
SA74734 | MS | END PLATE 1000 MM | 11
SA74735 | MS | END PLATE RHS 1100MM | 11
SA74737 | MS | BRACKET HINGE PLATE LHS TQ3 | 11
SA74738 | MS | BRACKET HINGE PLATE RHS TQ3 | 11
SA74739 | MS | END COVER MID. LHS FF COUPLING TQ3 | 11
SA74740 | MS | END COVER MID. RHS FF COUPLING TQ3 | 11
SA74742 | MS | END COVER TOP TQ3/TF3 | 11
SA74743 | MS | END COVER TOP TQ3/TF3 | 11
SA74990 | MS | BARCKET - 125A TERMINAL SUPPORT | 11
SA75038NTPC | MS | INTERCOMPARTMENT BARRIER PERFORATED | 11
SA75039 | MS | BARRIER INTERCOMPARTMENT -RHS,TF3 SUP | 11
SA75057 | MS | SIDE PARTITION- RHS | 11
SA75059 | MS | BRACKET NO LHS SIC | 11
SA75131 | MS | AUX. BUS SHIELD - TF1050W | 11
SA75132 | MS | BRACKET MARSHALLING TERMINAL-TF1050W | 11
SA75133 | MS | BARRIER ABOVE ACB 750mm COMP - TF1050W | 11
SA75156 | MS | CHANNEL - ACB MOUNTING 4000 4P - TF1050W | 11
SA75157 | MS | BRACKET BUSBAR SUPPORT - TF 1050W | 11
SA75178 | MS | CDG MANUFACTURING MATERIAL | 11
SA75179 | MS | LINK CLAMP - TF1050W | 11
SA75180 | MS | LINK SUPPORT DUCT LINK,VERT - TF1050W | 11
SA75181 | MS | LINK CLAMP VERT. DUCK LINK - TF1050W | 11
SA75195 | MS | BRACKET 4000A,4P - TF1050W | 11
SA75196 | MS | CHANNEL - ACB MOUNTING - TF1050W | 11
SA75197 | MS | ANGLE - ACB SUPPORTING - TF1050W | 11
SA75601D3A8 | MS | DIRECT LINK SUPPORT TF - 900 | 11
SA75601R3A8 | MS | DIRECT LINK SUPPORT FOR FRAME W/O DRPPER | 11
SA75632 | MS | BARRIER (BELOW DROPPERS)-TF900 | 11
SA75632NTPC | MS | BARRIER | 11
SA75632X | MS | BARRIER BELOW DROPPERS -TF900 | 11
SA75632XNTPC | MS | BARRIER BELOW DROPPERS-TF900 C-COMPT | 11
SA75635 | MS | BARRIER INTER COMPARTMENT-TF1050W-TF3 | 11
SA75648 | MS | Top Plate TQ3DF/TF900 800W | 11
SA75648W850 | MS | TOP PLATE-TQ3 D/F | 11
SA75656#T16 | MS | SIDE PARTITION RHS | 11
SA75661 | MS | BRACKET BUSBAR SUPPORT 3200H1/4000H TF3 | 11
SA75764 | MS | BRACKET 3200H1/4000H TF3 | 11
SA75767 | MS | CROSS CHANNEL BUSBAR SUPP WELDED | 11
SA75769 | MS | BUSBAR SUPP ANGLE WELDED | 11
SA75773 | MS | BRACKET BOTTOM -TOP BUS | 11
SA75773A | MS | RACKET BOTTOM -TOP BUS | 11
SA75780 | MS | CHANNEL MIDDLE DEPTH LHS/RHS-(WELDED)TF3 | 11
SA75786 | MS | CHANNEL MIDDLE DEPTH | 11
SA75788SS16 | MS | TOP PLATE TF3 (WELDED) - FRONT | 11
SA75789SS16 | MS | TOP PLATE TF3 (WELDED) - REAR | 11
SA75791 | MS | INT PNL BARRIER REAR TF9 WITH DROPPER | 11
SA75792 | MS | INT PNL BARRIER REAR TF900 DIR LINK | 11
SA75793A | MS | INTER PANEL BARRIER-BOTTOM-TOP HBB TF900 | 11
SA75916##01 | MS | HBB CLAMP_NEW COUPLING | 11
SA75916##02 | MS | HBB CLAMP_NEW COUPLING | 11
SA75968 | MS | INT PNL BARRIER RHS FR TF9 WITH DROPPER | 11
SA75969 | MS | INT PNL BARRIER RHS FRONT TF900 DIR LINK | 11
SA75970 | MS | L ANGLE FOR TF900 | 11
SA75971 | MS | INTERPANEL BARRIER REAR LHS TF900 WELDED | 11
SA75974 | MS | EARTH-BAR SUPPORT TOP BB TF900 | 11
SA76072##DN | MS | BRACKET FOR SUPPORT | 11
SA76072##UP | MS | BRACKET DROPPER SUPPORT-TQ3 65KA | 11
SA77830#450 | MS | SHIELD-MINI BUS | 11
SA77830DR45 | MS | REAR SHIELD-DROPPER CONN PNL | 11
SA77830DR60 | MS | REAR SHIELD-DROPPER CONN PNL | 11
SA91227 | PR | GUTHKA SUPPORT 30MM | 61
SA91228 | PR | LINK SUPPORT TF3 M | 61
SA91229 | PR | RED SUPPORT 39 MM | 11
SA91416 | PR | AUX BUSBAR TERM ASSY TF3,TQ3-FR | 71
SA91417 | PR | X BUSBAR TERM ASSY TF3,TQ3-FR | 71
SA91931SS | PR | STAINLESS STEEL DOOR LOCK TD3,TF3-FR | 71
SA92460 | IC OG Contact | SUPPORT 0/G MALE CONT.160/400A TQ3 | 71
SA92461 | IC OG Contact | O/G CONTACT 250A TQ3D/O | 71
SA92463 | IC OG Contact | 125 I/C O/G CONTACT ASSLY.(F) TQ3 | 71
SA92465 | IC OG Contact | O/G CONTACT 100A TQ3 | 71
SA92466 | IC OG Contact | CONTACT ASSLY. 100A O/G MALE TPN | 71
SA92477 | IC OG Contact | O/C CONTACT 400A TQ3 | 71
SA92478 | IC OG Contact | O/G CONTACT 250A TQ3 | 71
SA92484 | MS | TOP COVER FRONT 800W | 11
SA92485 | MS | BOTTOM COVER FRONT 800W | 11
SA92490 | MS | BOT COVER 320W PNL TF3 | 11
SA92491 | MS | TOP COVER 320W TF3 PNL | 11
SA92563 | SIC | SIC FEMALE SERVICE TQ3 | 71
SA92565 | SIC | SIC MALE-TQ3 | 71
SA92567 | SIC | SIC FEMALE-TQ3 FRAME | 71
SA92571 | SIC | SIC FEMALE-TQ3 ( S+T) FRAME | 71
SA92573 | SIC | SIC FEMALE (TEST) TQ3 FRAME | 71
SA92763 | MS | DOOR TQ3 (JIT) | 11
SA92763SL | MS | TOP COVER FRONT-SIEMENS LOCK TQ3 | 11
SA92763W850 | MS | TOP COVER-850W | 11
SA92837 | MS | VACANT DOOR TF C-POWER 450H 800W | 11
SA92838 | MS | VACANT DOOR TF C-POWER 600H 800W | 11
SA93153 | MS | CHASSIS BASE ASLY TQ3 | 11
SA93220 | MS | VACANT DOOR ASSY 200MM TQ3 | 11
SA93220T2 | MS | DOOR BLANK-200 | 11
SA93221 | MS | VACANT DOOR ASSY 300MM TQ3 | 11
SA93221T2 | MS | DOOR 300 BLANK | 11
SA93222 | MS | VACANT DOOR ASSY 400MM TQ3 | 11
SA93222T2 | MS | DOOR BLANK-400 | 11
SA93223 | MS | VACANT DOOR ASSY 500MM TQ3 | 11
SA93223T2 | MS | DOOR 500 TQ3 BLANK | 11
SA93224 | MS | VACANT DOOR ASSY 600MM TQ3 | 11
SA93224T2 | MS | DOOR BLANK-600 | 11
SA93227 | MS | DOOR 200MM FN63 TQ3 (JIT) | 11
SA93228 | MS | DOOR 300MM FN63 | 11
SA93231 | MS | DOOR 400MM | 11
SA93233 | MS | TQ3 600H DOOR - FN125 | 11
SA93390 | PR | RED SUPPORT 83.6 MM | 61
SA93391 | PR | RED SUPPORT 58.2 MM | 61
SA93447 | MS | VACANT DOOR TF C-POWER 600H 320W | 11
SA93534 | MS | HOOD ASSY 800X1400TF3 | 11
SA93535 | MS | HOOD ASSY REAR 800X1400TF | 11
SA93542#STIFNR | MS | REAR DOOR WITH STIFNER-800W | 11
SA93542T2 | MS | REAR DOOR-ASSEMBLY | 11
SA93544 | MS | TOP COVER REAR 800W LOUVERED | 11
SA93544T2 | MS | TOP COVER ASSEMBLY | 11
SA93561T2 | MS | DOOR-600(LOUVERED) | 11
SA93563 | MS | BOTTOM PLATE ASSY(FIXED PT) TQ3 | 11
SA93718 | MS | CHASSIS FR. 500MM FN250/400 D/O TQ3 | 11
SA93718F | MS | CHASSIS SIZE 500 - FN250/400/630 SWITCH | 11
SA93719 | MS | CHASSIS FR. 800MM FN250/400 D/O TQ3 | 11
SA93991T2 | MS | COVER ASSY. FR. TOP | 11
SA93992T2 | MS | COVER ASSY. FR. BOTTOM | 11
SA93994 | MS | COMPARTMENT DOOR ASSY 450 - TF1050W | 11
SA93995 | MS | COMPARTMENT DOOR ASSY 600 - TF1050W | 11
SA94970 | MS | Vertical Channel assy. LHS Fro (welded) | 11
SA94971 | MS | Vertical Channel assy. Middle (welded) | 11
SA94972 | MS | Vertical Channel assy. LHS Mid (welded) | 11
SA94973 | MS | Vertical Channel assy. RHS Fro (welded) | 11
SA94978 | MS | Top Assy. DF (welded) | 11
SA94978W850 | MS | TOP ASSEMBLY-TQ3 D/F 850 | 11
SA94984 | MS | TOP ASSY. - TF1400 WELDED | 11
SA94985 | MS | VERTICAL CHANNEL ASSY.LHS FRONT-TF900 | 11
SA94985###U | MS | VERT.CHANNEL ASSY.RHS FR U_ACB TF3 | 11
SA94986 | MS | VERTICAL CHANNEL ASSY.RHS FRONT-TF900 | 11
SA94986###U | MS | VERT CHANNEL ASSY LHS FR U_ACB TF3/TF9 | 11
SA94987 | MS | VERTICAL CHANNEL ASSY-MIDDLE LHS/RHS | 11
SA94988 | MS | VERTICAL CHANNEL ASSY.MIDDLE- TF900 | 11
SA94993 | MS | VERTICAL CHANNEL ASSY.MIDDLE LHS(WELDED) | 11
SA94994 | MS | VERTICAL CHANNEL ASSY.MIDDLE RHS(WELDED) | 11
SA94995 | MS | VERTICAL CHANNEL ASSY.REAR MIDDLE WELDED | 11
SA95247##01 | MS | HBB SUPPORT ASSEMBLY_SHORT_NEW COUPLING | 11
SA95247##02 | MS | HBB SUPPORT ASSEMBLT_LONG_NEW COUPLING | 11
SA95247##03 | MS | HBB SUPPORT ASSEMBLY_SHORT_NEW COUPLING | 11
SA95247##04 | MS | HBB SUPPORT ASSEMBLT_LONG_NEW COUPLING | 11
SA95251 | MS | TOP FRAME ADD-ON CHAMBER WELDED | 11
SB70684 | MS | RHS END PLATE 500MM | 11
SB70686 | MS | END PLATE RHS(SIZE 400 MM) | 11
SB90665OOOO | FN | FN125 WITH AUX. CONTACT. | 53
SB90738OOOO | FN | FN250C WITH 1NO+1NC AUX. CONTACT KIT | 53
SB93027 | IC OG Contact | O/G CONTACT 250AFOR RELA TQ3 | 71
SF90126OOOO | PKG | Fuse pulling handle HN | 53
SF90142OOOO | Fuse | Fuselink HF 32A Cylindrical | 53
SF90143OOOO | Fuse | Fuselink HF 40A Cylindrical | 53
SF90144OOOO | Fuse | Fuselink HF 2A Cylindrical | 53
SF90146OOOO | Fuse | HF FUSE LINK 6A | 53
SF90147OOOO | Fuse | Fuselink HF 8A Cylindrical | 53
SF90148OOOO | Fuse | HF FUSE LINK 10A | 53
SF90150OOOO | Fuse | HF FUSE LINK 16A | 53
SF90151OOOO | Fuse | Fuselink HF 20A Cylindrical | 53
SF90152OOOO | Fuse | Fuselink HF 25A Cylindrical | 53
SF90159OOOO | Fuse | Fuselink HF 63A Cylindrical | 53
SF94028OOOO | FUSE | Fuselink HN size 00 80A DIN | 53
SF94029OOOO | FUSE | Fuselink HN size 00 100A DIN | 53
SF94030OOOO | Fuse | Fuselink HN size 00 125A DIN | 53
SF94230OOOO | FUSE | Fuselink HN size I 125A DIN | 53
SF94231OOOO | Fuse | Fuselink HN size I 160A DIN | 53
SF94232OOOO | Fuse | Fuselink HN size I 200A DIN | 53
SF94233OOOO | FUSE | Fuselink HN size I 250A DIN | 53
SF94940OOOO | Fuse | Fuselink HN size 000 63A DIN | 53
SF94941OOOO | Fuse | Fuselink HN size 000 80A DIN | 53
SF94942OOOO | Fuse | Fuselink HN size 000 100A DIN | 53
SH00022C04R | CT VT | 50-60/1A 7.5VA CL1 WPL RC CT | 60
SH00022C05R | CT VT | 75/1A 7.5VA CL1 WPL RC CT | 60
SH00022C07R | CT VT | 100-120/1A 7.5VA CL1 BPL RC CT | 60
SH00022C10R | CT VT | 150-200/1A 7.5VA CL1 BPL RC CT | 60
SH00023C54R | CT VT | 75/5A 7.5VA CL5P10 WPL RC CT | 60
SH00023C56R | CT VT | 100-120/5A 7.5VA CL5P10 BPL RC CT | 60
SH00023C59R | CT VT | 150-200/5A 7.5VA CL5P10 BPL RC CT | 60
SH00023C61R | CT VT | 250/5A 7.5VA CL5P10 BPL RC CT | 60
SH03061 | CT VT | 415/R3/110/R3 V 50VA CL1/3P XFORMER | 60
SH03062 | CT VT | 415/110 50VA CL1/3P VT | 60
SH03178 | SEL SW | .ALZAR ASS OFF-R-Y-B 48X48 DOOR MTG | 60
SH03179 | SEL SW | SALZAR VSS OFF-RY-YB-BR 48X48 DOOR | 60
SH03335 | Sel Sw | SALZAR 48X48 DM 16A 2P ON/OFF R/SW. | 60
SH03422 | THERMOSTAT | VARIABL THERMOSTAT 230V20A&amp;amp;amp;` | 61
SH03527 | TERMINAL | MICRO TERML CMT-4 | 61
SH03529 | TERMINAL | SIDE CLAMP CA602/1,FOR MICRO TERMNL | 61
SH03715 | SEL SW | SALZAR SWTCH 25Amp D25 B03 OFF-ON-OFF-ON | 60
SH03757 | PR | H S TUBE 81L/F,12 X 50 BB-IN M | #N/A
SH03953PB9 | PKG | PKG PNL A=2.522B=2.902D=1.249V=0.644CU.M | 20
SH03953PC6 | PKG | PKG PNL A=2.522B=2.772D=1.249V=0.619CU.M | 20
SH03980 | LED | ESBEE,GEN NEXT LED,RED,EILR110A | 61
SH03981 | LED | ESBEE,GEN NEXT LED,GREEN,EILG110A | 61
SH03983 | LED | ESBEE,GEN NEXT LED,BLUE,EILB110A | 61
SH03986 | LED | ESBEE,GEN NEXT LED,RED,EILR110D | 61
SH03987 | LED | ESBEE,GEN NEXT LED,GREEN,EILG110D | 61
SH03988 | LED | ESBEE,GEN NEXT LED,AMBER,EILA110D | 61
SH03989 | LED | ESBEE,GEN NEXT LED,BLUE,EILB110D | 61
SH03991 | LED | ESBEE,GEN NEXT LED,WHITE,EILW110D | 61
SH03992 | LED | ESBEE,GEN NEXT LED,RED,EILR240A | 61
SH03993 | LED | ESBEE,GEN NEXT LED,GREEN,EILG240A | 61
SH03994 | LED | ESBEE,GEN NEXT LED,AMBER,EILA240A | 61
SH03995 | LED | ESBEE,GEN NEXT LED,BLUE,EILB240A | 61
SH03996 | LED | ESBEE,GEN NEXT LED,YELLOW,EILY240A | 61
SH03997 | LED | ESBEE,GEN NEXT LED,WHITE,EILW240A | 61
SH03998 | LED | ESBEE,GEN NEXT LED,RED,EILR220D | 61
SH03999 | LED | ESBEE,GEN NEXT LED,GREEN,EILG220D | 61
SH04003 | LED | ESBEE,GEN NEXT LED,WHITE,EILW220D | 61
SH07057 | SP HTR | SPACE HEATER 240AC 60W | 61
SH07058 | SP HTR | SPACE HEATER 240VAC 150W | 61
SH07856 | OEN | OEN 11 PIN SQ SOCKET 3R/4R RELAY TF | 60
SH07995 | SEL SW | 4WAY-3POS TNC SWITCH | 60
SH21056#LHS | MS | INTER PANEL BARRIER BOT.(LHS) | 11
SH21056#RHS | MS | INTERPANEL BARRIER BOT. (RHS) | 11
SH21093 | MS | TOP PLATE | 11
SH21132FRNT | MS | INTER COMPARTMENT BARRIER DROPPER PNL | 11
SH21133MS2# | MS | SUPPORT FOR BARRIER BELOW HBB 320W PNL | 11
SH21135LHSF | MS | I/P BARRIER 320W PNL | 11
SH21135LHSR | MS | I/P BARRIER 320W PNL | 11
SH21135RHSF | MS | I/P BARRIER 320W PNL | 11
SH21135RHSR | MS | I/P BARRIER 320W PNL | 11
SH21136MS1# | MS | BARRIER BELOW HBB 320W PNL | 11
SH21138MS2# | MS | BRACKET-BOTTOM ACB 320W TOP BUSBAR | 11
SH21139#600 | MS | BARRIER - TF9 320W PNL | 11
SH21143 | MS | BRACKET - DIR LINK ( 4000A ACB ) | 11
SH21144 | MS | ANGLE - DIR LINKS SUPPORT | 11
SH21343W145 | MS | BASE PLATE SIZE -450 | 11
SH21361REAR | MS | BRACKET FOR HBB SUPPORT | 11
SH21362 | MS | HBB SUPPORT TQ3+TF | 11
SH21363TF3# | MS | AUX BUS SHIELD-100 MM COLLAR | 11
SH21363TF9# | MS | AUX BUS SHIELD-100 MM COLLAR | 11
SH21370 | MS | INTERPNL BARRIER - LHS TOP | 11
SH21371 | MS | I/P BARRIER TOP | 11
SH21373 | MS | INTER COMPT BARRIER - LHS | 11
SH21382 | MS | BARRIER-100 MM COLLAR | 11
SH21383 | MS | DROPPER BARRIER BOX FORM-IV 2-TIER TF3 | 11
SH21384 | MS | DROPPER BARRIER-FORM IV | 11
SH21385 | MS | RISER LINK SHROUD | 11
SH21386#BOT | MS | BRACKET FOR RISER BARRIER | 11
SH21386#TOP | MS | BKT FOR RISER BARRIER | 11
SH21387 | MS | CABLE LINK SHROUD FOR 2TIER BTM FDR | 11
SH21388 | MS | CABLE LINK SUPPORT-TF3 BTM TIER ACB | 11
SH21389 | MS | CABLE LINK SUPPORT-TOP TIER ACB | 11
SH21390FRNT | MS | CABLE CLAMP SUPPORT | 11
SH21390REAR | MS | CABLE CLAMP SUPPORT-REAR | 11
SH21391 | MS | CABLE LINK SUPPORT-MID FOR BTM TIER ACB | 11
SH21397 | MS | BKT FOR RISER BARRIER | 11
SH21398 | MS | BTM TERMINAL SHROUD-BTM ACB | 11
SH25050##D1 | MS | BRACKET FOR MOG-H1 | 11
SH25142 | MS | MTB WIRE TRAY | 11
SH25144 | MS | CHANNEL MIDDLE DEPTH(LHS/RHS) | 11
SH30101 | MS | MLL | 11
SH31228LH4A | Link | COUPLING BUSBAR TQ3+TF3 100MM COLLAR | #N/A
SH31228LH5A | Link | COUPLING BUSBAR TQ3+TF3 100MM COLLAR | #N/A
SH31228LH6A | Link | COUPLING BUSBAR TQ3+TF3 100MM COLLAR | #N/A
SH31230AL01 | Link | EARTH LINK TQ3+TF3 FF 100MM COLLAR | #N/A
SH31230AL02 | Link | EARTH BAR FISH PLATE | #N/A
SH31360#BB1 | Link | CABLE LINKS-R & B | #N/A
SH31361##R1 | Link | CABLE LINK-R,Y BTM TIER ACB | #N/A
SH31361##Y1 | Link | CABLE LINKS-Y | #N/A
SH35009R1#C | LINK | O/G RISER 1- FN+MNX225 WITH 5P10CT IN T | #N/A
SH35010Y1#C | LINK | O/G RISER 1 - Y FN+MNX225 WITH 5P10CT D | #N/A
SH35011B1#C | LINK | O/G RISER 1 - B FN+MNX225 WITH 5P10CT D | #N/A
SH35012R2#C | LINK | O/G RISER 2-R FN+MNX225 5P10CT D/O | #N/A
SH35013Y2#A | LINK | O/G RISER 2 - Y FN+MNX225 WITH 5P10CT D | #N/A
SH35013Y2#C | LINK | O/G RISER 2 - Y FN+MNX225 WITH 5P10CT D | #N/A
SH35014B2#C | LINK | O/G RISER 2-FN+MNX225 5P10CT D/O | #N/A
SH35074B1FA | Link | Z LINK DF/DP 900MM DEEP | #N/A
SH35074B1RA | Link | Z LINK DF/DP 900MM DEEP | #N/A
SH35074B2FA | Link | Z LINK DF/DP 900MM DEEP | #N/A
SH35074B2RA | Link | Z LINK DF/DP 900MM DEEP | #N/A
SH35074N1FA | Link | ZLINK 900D FOR N | #N/A
SH35074N1RA | Link | Z LINK DF/DP 900MM DEEP | #N/A
SH35074N2FA | Link | ZLINK 900D FOR N | #N/A
SH35074N2RA | Link | ZLINK 900D FOR N | #N/A
SH35074R1FA | Link | Z LINK DF/DP 900MM DEEP | #N/A
SH35074R1RA | Link | Z LINK DF/DP 900MM DEEP | #N/A
SH35074R2FA | Link | Z LINK DF/DP 900MM DEEP | #N/A
SH35074R2RA | Link | Z LINK DF/DP 900MM DEEP | #N/A
SH35074Y1FA | Link | Z LINK DF/DP 900MM DEEP | #N/A
SH35074Y1RA | Link | Z LINK DF/DP 900MM DEEP | #N/A
SH35074Y2FA | Link | Z LINK DF/DP 900MM DEEP | #N/A
SH35074Y2RA | Link | Z LINK DF/DP 900MM DEEP | #N/A
SH47852 | Link | SPACER TQ | #N/A
SH49062 | LINK | 4"BUSBAR TQ3-LAST 2 PANELS | #N/A
SH49063 | LINK | 6" AL BUSBAR LAST 3 PANELS | #N/A
SH49068 | LINK | 6"ALBUSBAR TQ3-1ST 2 PANELS | #N/A
SH49068W850 | Link | BUSBAR-RYBN 1ST TWO 850W PNL | #N/A
SH49126RB## | Link | I/C LINK - R &amp; B | #N/A
SH49126Y### | Link | I/C LINK - Y | #N/A
SH49328AL1# | LINK | EARTHBAR (6X50 AL) - HORIZONTAL TF1050W | #N/A
SH49642B1FA | LINK | Z LINK DF/DP 900mm DEEP | #N/A
SH49642B1FC#GP | LINK | Z LINK CU -B1F TQ3 DF/DP-900D | #N/A
SH49642B1RA | LINK | Z LINK DF/DP 900mm DEEP | #N/A
SH49642B1RC#GP | LINK | Z LINK CU-B1R TQ3 DF/DP-900D | #N/A
SH49642B2FA | LINK | .Z LINK DF/DP 900mm DEEP | #N/A
SH49642B2FC#GP | LINK | Z LINK CU -N2F TQ3 DF/DP-900D | #N/A
SH49642B2RA | LINK | Z LINK DF/DP 900mm DEEP | #N/A
SH49642B2RC#GP | LINK | Z LINK CU-B2R TQ3 DF/DP-900D | #N/A
SH49642N1RA | LINK | Z LINK DF/DP 900mm DEEP | #N/A
SH49642N1RC#GP | LINK | Z-LINK N1 | #N/A
SH49642N1XA | LINK | Z LINK DF/DP 900mm DEEP | #N/A
SH49642N1XC#GP | LINK | Z- LINK - N | #N/A
SH49642R1FA | LINK | Z LINK DF/DP 900mm DEEP | #N/A
SH49642R1FC#GP | LINK | Z LINK CU -R1F TQ3 DF/DP-900D | #N/A
SH49642R1RA | LINK | Z LINK DF/DP 900mm DEEP | #N/A
SH49642R1RC#GP | LINK | Z LINK CU-R1R TQ3 DF/DP-900D | #N/A
SH49642R2FA | LINK | Z LINK DF/DP 900mm DEEP | #N/A
SH49642R2FC#GP | LINK | Z LINK CU -R2F TQ3 DF/DP-900D | #N/A
SH49642R2RA | LINK | Z LINK DF/DP 900mm DEEP | #N/A
SH49642R2RC#GP | LINK | Z LINK CU-R2R TQ3 DF.DP-900D | #N/A
SH49642Y1FA | LINK | Z LINK DF/DP 900mm DEEP | #N/A
SH49642Y1FC#GP | LINK | Z LINK CU -Y1F TQ3 DF/DP-900D | #N/A
SH49642Y1RA | LINK | Z LINK DF/DP 900mm DEEP | #N/A
SH49642Y1RC#GP | LINK | Z LINK CU-Y1R TQ3 DF/DP-900D | #N/A
SH49642Y2FA | LINK | Z LINK DF/DP 900mm DEEP | #N/A
SH49642Y2FC#GP | LINK | Z LINK CU -Y2F TQ3 DF/DP-900D | #N/A
SH49642Y2RA | LINK | Z LINK DF/DP 900mm DEEP | #N/A
SH49642Y2RC#GP | LINK | Z LINK CU-Y2R TQ3 DF/DP-900D | #N/A
SH49643B1FA | LINK | Z - LINK | #N/A
SH49643B1RA | LINK | Z LINK | #N/A
SH49643B2FA | LINK | Z - LINK | #N/A
SH49643B2RA | LINK | Z LINK | #N/A
SH49643N1FA | LINK | Z - LINK | #N/A
SH49643N1RA | LINK | Z - LINK | #N/A
SH49643N1XA | LINK | Z LINK DF/SP 900mm DEEP | #N/A
SH49643N2FA | LINK | Z LINK | #N/A
SH49643N2RA | LINK | Z LINK | #N/A
SH49643R1FA | LINK | Z - LINK | #N/A
SH49643R1RA | LINK | Z-LINK | #N/A
SH49643R2FA | LINK | Z - LINK | #N/A
SH49643R2RA | LINK | Z - LINK | #N/A
SH49643Y1FA | LINK | Z - LINK | #N/A
SH49643Y1RA | LINK | Z LINK | #N/A
SH49643Y2FA | LINK | Z - LINK | #N/A
SH49643Y2RA | LINK | Z LINK | #N/A
SH49651#####GF | Link | ADAPTOR R&B DN2 250 | #N/A
SH49652###B | LINK | I/C LINK B | #N/A
SH49652###R | LINK | I/C LINK R | #N/A
SH49656###B#GP | LINK | RISER LINK B DN2-4P 250 | #N/A
SH49656###Y#GP | LINK | RISER LINK Y DN2-4P 250 | #N/A
SH49657 | LINK | O/G LINK R(DN2 250A BASIC MODULE -500MM | #N/A
SH49658 | LINK | O/G LINK R(DN2 250A BASIC MODULE -500MM | #N/A
SH49659 | LINK | CDG MANUFACTURING MATERIAL | #N/A
SH49708###R | LINK | O/G LINK-R FOR DN3-400 3P | #N/A
SH49708###RA## | Link | O/G LINK -R | #N/A
SH49708###Y | LINK | O/G LINK-Y FOR DN3-400 3P | #N/A
SH49708###YA## | Link | O/G LINK -Y | #N/A
SH49841 | Link | R - MNX - MN12 LINKS | #N/A
SH49842 | Link | Y - MNX - MN12 LINKS | #N/A
SH49843 | Link | B - MNX - MN12 LINKS | #N/A
SH57075##25 | PR | BELLOW 25 MM | #N/A
SH57075##44 | PR | BELLOW 44 MM | #N/A
SH57272 | PR | BRACKET-O/G TERM SUPPORT 125A TQ3-FORM-3 | #N/A
SH67119 | PR | STEEL STUD - 252.5 mm | #N/A
SH67200 | PKG | SPECIAL TOOL FOR REMOVAL OF MODULE SCREW | 20
SH77588 | PKG | ANGLE-EXPORT SWBD PKG | 20
SH77589 | PKG | ANGLE FOR EXPORT PACKING | 20
SH77596 | MS | SIC MEMBER D/O V.T.MODULE (JIT) | 11
SH77597 | MS | RAIL MTG BRACKET D/O V.T. MODULE | 11
SH77598 | MS | BASE PLATE(D/O V.T.MODULE) (JIT) | 11
SH77599 | MS | locking bracket | 11
SH77608 | MS | BRACKET LABLE | 11
SH77620 | MS | SUPPORT RELAY DOOR TQ3 | 11
SH77624 | MS | BRACKET WIRE SUPPORT | 11
SH77625 | MS | BRACKET FOR WIRE SUPPORT TQ3 | 11
SH77626 | MS | BRACKET -LH | 11
SH77627 | MS | BRACKET -RH | 11
SH77678 | MS | BKT FOR SAL AND KC SW | 11
SH77746T4 | MS | ALUMINIUM BOTTOM PLATE-4MM-TF3 | 11
SH77752 | MS | BASE PLATE SIZE 200 | 11
SH77753 | MS | BASE PLATE 300MM | 11
SH77754 | MS | CHANNEL | 11
SH77930FN25 | MS | BRACKET FN250 | 11
SH77937 | MS | FIX TRAY | 11
SH77937FRM4 | MS | FIXED TRAY-TQ3 FORM4 | 11
SH77938 | MS | ANGLE BASE PLATE FIXING | 11
SH77941 | MS | BASE PLATE 200 MM | 11
SH77978 | MS | DROPPER BARRIER | 11
SH78054 | MS | BRACKET CABLE CLAMP | 11
SH78306 | MS | ANGLE BOTTOM - SPLIT DOOR | 11
SH78307 | MS | ANGLE -TOP, SPLIT REAR DOOR - TF1050W | 11
SH78308 | MS | PLATE - SPLIT DOOR REAR | 11
SH78309 | MS | ANGLE BOTTOM - SPLIT DOOR 1050W PNL | 11
SH78326MS2# | MS | AOC TOP PLATE - 1050 WIDTH PANEL | 11
SH78335##05 | MS | CABLE ALLEY BARRER 500 250A O/G CONT. | 11
SH78335##07 | MS | CABLE ALLEY BARRER 700 | 11
SH78335##08 | MS | CABLE ALLEY BARRER 800 250A O/G CONT. | 11
SH78335#A03 | MS | CABLE ALLEY BARRER 300 125A O/G CONT | 11
SH78335#A04 | MS | CABLE ALLEY BARRER 400 125A O/G CONT | 11
SH78335#A05 | MS | CABLE ALLEY BARRER 500 125A O/G CONT | 11
SH78335#A06 | MS | CABLE ALLEY BARRER 600 125A O/G CONT | 11
SH78335#A07 | MS | CABLE ALLEY BARRER 700 125A O/G CONT | 11
SH78344 | IC OG Contact | PLATE - O/G CONTACT - 40 FORM4 | 71
SH78345 | IC OG Contact | SUPPORT PLATE O/G-200 FORM IV | 71
SH78371 | MS | TEMPLATE FOR FAB ITEMS | 11
SH78792 | MS | CHANNEL(FOR DN2-250 IN SIZE400) | 11
SH78866B##3 | MS | GLAND/ BELLOW PLATE 125A | 11
SH78866B##4 | MS | GLAND / BELLOW PLATE(SIZE400-1100MM) | 11
SH78961##15 | MS | BUSBAR SHIELD | 11
SH79199#BOT | MS | BOTTOM CHANNEL | 11
SH79199#TOP | MS | TOP CHANNEL | 11
SH79199#VER | MS | VERTICAL CHANNEL | 11
SH79419##02 | MS | SIC BARRIER - LHS | 11
SH79419##03 | MS | SIC BARRIER-LHS FOR SIZE 300 | 11
SH79419##04 | MS | SIC BARRIER - LHS | 11
SH79456FNXA | MS | BRACKET FOR FNX100 | 11
SH79457##03 | MS | SIC BARRIER-RHS FOR SIZE300 | 11
SH79457##04 | MS | SIC BARRIER-RHS FOR SIZE 400 | 11
SH79457##06 | MS | TB30 (DP) | 11
SH79457##07 | MS | TB30 (DP) | 11
SH79563 | MS | TRAY TQ3,D/O FEEDER SIZE500 & ABOVE | 11
SH79847 | MS | BASE PLATE AUX | 11
SH97608OOMO | OLR | MN12 (90-150A) RELAY (RESET ONLY) | 53
SH97612OOGO | OLR | MN5 RELAY 30-50A | 53
SH97613OOJO | OLR | MN5 RELAY 45-75A | 53
SH97613OOKO | OLR | MN5 RELAY 66-110A | 53
SH97630 | ACB | STD CRADLE 1000..C (E) | 51
SH97630RPAD | ACB | CR 1000A C 3P ECR WITH PADLOCKING-RI | 51
SH97631 | ACB | STD CRADLE 1250..C (E) | 51
SH97631RPAD | ACB | CR 1250A C 3P ECR WITH PADLOCKING-RI | 51
SH97635 | ACB | STD CRADLE 2500..C (E) | 51
SH97674 | PR | TELESCOPIC RAIL-ST23242 & ST23243 | 61
SH97712 | MS | DOOR - 900 TQ3 | 11
SH97714T2 | MS | DOOR 1000 ASSLY | 11
SH97716T2 | MS | TQ3 VACANT DOOR 1200mm | 11
SH97756RPAD | ACB | CR 2500A C 4P ECR WITH PADLOCKING-RI | 51
SH97758RPAD | ACB | CR 4000A C 4P ECR WITH PADLOCKING-RI | 51
SH97928 | MS | VERT CHANNEL ASSY LHS FRONT-TF1050W | 11
SH97929 | MS | CDG MANUFACTURING MATERIAL | 11
SH97970 | MS | CDG MANUFACTURING MATERIAL | 11
SH97971 | MS | VERTICAL CHANNEL ASSM | 11
SH98005 | ACB | CRADLE 4000H2 3P C-POWER(E)WITH RACK.I/L | 51
SH98006 | ACB | CRADLE 4000H2 4P C-POWER(E)WITH RACK.I/L | 51
SH98007RPAD | ACB | Cradle 800S1 3P ECR WITH PADLOCKING-RI | 51
SH98011 | ACB | CRADLE 1250S1 3P C-POWER(E)WITH RACK.I/L | 51
SH98816 | MS | TOP ASSY. 1050 W PNL | 11
SH98819 | MS | HOOD ASSYEMBLY FRONT TF1050W | 11
SH98820 | MS | HOOD ASSYEMBLY - FRONT - TF1050W | 11
SH98829 | MS | BOT. PLATE ASSY. -LH REAR LOUVERED | 11
SH98830 | MS | BOT. PLATE ASSY. -RH REAR LOUVERED | 11
SH98834 | MS | TOP ASSY. 1050W x 310D AOC | 11
SH98874 | MS | BASE ASSY 1050W X 310D AOC | 11
SH98875T2 | MS | SPLIT REAR DOOR ASSY. RHS TOP | 11
SH98876T2 | MS | SPLIT REAR DOOR ASSY. RHS | 11
SH98877T2 | MS | SPLIT REAR DOOR RHS | 11
SH98878T2 | MS | SPLIT REAR DOOR LHS | 11
SH98961 | MS | Ver.Channel assy. TQ3 Front Mid (welded) | 11
SH98988C05 | PKG | 19MM CRATE H=2595,W=1948,D=1227,V=0.386 | 20
SH98988C06 | PKG | 19MM CRATE H=2595,W=2748,D=1227,V=0.497 | 20
SH98989C02 | PKG | 19MM CRATE H=2595,W=1148,D=1227,V=0.29 | 20
SH98989C06 | PKG | 19MM CRATE H=2595,W=1148,D=1537,V=0.324 | 20
SH98989C22 | PKG | 19MM CRATE H=2595,W=2168,D=1227,V=0.408 | 20
SH98990C26 | PKG | 25MM CRATE H=2695,W=2280,D=2049,V=0.642 | 20
SH99266 | MS | BOTTOM CHANNEL ASSY. | 11
SH99267 | MS | TOP CHN ASSY | 11
SH99278 | MS | VERTICAL CHENNAL ASSY 100MM SPACER PNL | 11
SH99334 | MS | VERT MID PILLAR LHS TF900 U-POWER | 11
SH99336 | MS | BRACKET FOR HBB SUPPORT | 11
SH99337 | MS | VERTICAL CHANNEL ASSY - RHS MID | 11
SH99338 | MS | VERTICAL CHANNEL ASSY | 11
SH99414 | PR | TQ3 EARTHING LIP ASSY | 71
SK90405OOOO | Fuse | Fuse base HB 160A DIN | 53
SK91043OOOO | Fuse | Fuse base HC 63A DIN | 53
SK91101OOOO | Fuse | HC NEUTRAL LINK | 53
SK91258OOOO | FN | Handle FN250 | 53
SK91277OOOO | FN | Handle FN63 Type B | 53
SK91278OOOO | FN | Handle FN250 Type B | 53
SK91302OOOO | FN | Aux contact FN63 | 53
SK91328OOOO | FN | Aux contact FN125 | 53
SK91329OOOO | FN | Add on block FN250 | 53
SK91524OOOO | FN | HANDLE ASSEMBLY SIZE 1 (FNX32/63/100) | 53
SK91537OOOO | FN | Aux contact FNX32 | 53
SK91538OOOO | FN | Aux contact FNX100 | 53
SK95420OOOO | FN | S-D-F FN63 3PN DIN w/o handle | 53
SK96904OOOO | FN | SDF FNX63 TPN-DIN OPEN EXECUTION | 53
SK96906OOOO | FN | FNX 100 TPN/4P | 53
SL90041OOOO | Extra | Spare- Closing coil kit 48V DC | 51
SL90866 | SIC | SECONDARY ISOLATING CONTACT F BLOCK | 51
SL91833OOOO | Extra | Shutter Assy. 800-1600 C/H, 630-2000 S1, | 51
SL92081 | SIC | SECONDARY ISOLATING CONTACT MOVING | 71
SL92350 | Extra | DOOR INTERLOCK DEFEAT ASSEMBLY | 71
SL92761OOOO | Extra | Nut Plate Kit, 640C/H to 1600C/H | 51
SL92764OOOO | Extra | Nut Plate Kit, 3200H0/H1, 4000C/H0/H | 51
SL93142OOOO | Extra | Service position microswitch - Right | 51
SL93143OOOO | Extra | Service position microswitch - Left | 51
SL93145OOOO | Extra | Test or isolated position M/S -Left | 51
SL93148OOOA | Extra | Lockable Trip-push Button Type-AA | 51
SL93151OOOO | Extra | Racking Handle (upto 2500 H/C & 3200 S1) | 51
SL94646OOOO | Extra | Closing coil DC adaptation kit - 30V DC | 51
SL97801OOOO | DL/DM | MCCB DL100 16A 3P TM | 52
SPE0008000001 | Diode | DIODE UF4007 | 61
SPE0008300001 | TIMER | A1D1-X 24VDC-220VDC,0.3 SEC- 30 MIN | 60
SPE0015200002 | SEL SW | KAYCEE LIMIT SWITCH KLS001X-OA | 60
SPE0023400155 | Meter | VOLTMETER MOVING IRON (AC),0-500V,AE | 60
SPE0029500003 | Fuse | SIEMENS NEUTRAL LINK, 160A | 60
SPE0040600740 | Meter | 0-400A,MOVING IRON (AC) AMMETER | 60
SPE0040600935 | Meter | 0-250A,MOVING IRON (AC) AMMETER | 60
SPE0042412647 | CT VT | 415/240V,1000VA,395/405/415/425/435 CONT | 60
SPE0043321800 | CT VT | CONTROL TRAFO 415/240V, 3000VA | 60
SPE0043321850 | CT VT | CONTROL TRAFO 415/240V, 5000VA | 60
SPE0045200165 | PB | BEE,SECOND ROW CLIP (HC122030) | 60
SPE0046500123 | SEL SW | ODS SWITCH 12 WAY, STAY PUT,NON LOCKABLE | 60
SPE0047700076 | CT VT | VT 415R3 / 110R3 V CL 0.5/3P | 60
SPE0047700111 | CT VT | VT 415/R3 / 110/R3 V CL 0.5/3P | 60
SPE0090200048 | Relay | MICOM P143, P143916F6M | 60
SPE0090800110 | RELAY | REF615,HBFHAEAGNDA1BNN11E | 60
SPE0090800111 | RELAY | REF615,HBFDACADNDA1BNN11E | 60
SPE0093400093 | SEL SW | SALZER S/W,ORD CODE:-1OSD00EB03PGBB | 60
SPE0096700106 | CT VT | CTNEW 400,1A,5,PROTECTION,CL.5P20,BPL,PO | 60
SPE0101185316 | TTB | EXTR_ITEM TEST TERMINAL BLOCK,JVS ELECTR | 60
SPE0107800450 | CT VT | 2500A/1A CLPS CTs | 60
SPE0107800602 | CT VT | 3000A/1A CLPS CTs | 60
SPE0107800876 | CT VT | 3200A/1A CLPS CTs | 60
SPE0108600139 | SEL SW | SALZER 16 A, 4 POLE, 4 POSITION | 60
SPE0108600302 | SEL SW | SALZER 16 A, 2 POLE, 4 POSITION | 60
SPE0114400042 | TIMER | MICON 175,240V AC,24V AC/DC,12ODT4,#GIC | 60
SPE0117300049 | MCB | DX3,4 POLE,2A,415VAC,C-CURVE | 60
SPE0117300051 | MCB | DX3,2 POLE,2A,415AC,C-CURVE | 60
SPE0117300072 | MCB | DX3,2 POLE,16A,415VAC,C-CURVE | 60
SPE0117800016 | CT VT | 50A/1A,7.5VA,CL0.5,RESIN CAST | 60
SPE0117800118 | CT VT | 100A/1A,7.5VA,CL0.5,RESIN CAST | 60
SPE0117800129 | CT VT | 75A/1A,7.5VA,CL0.5,RESIN CAST | 60
SPE0117800403 | CT VT | 250A/1A,15VA,CL0.5,RESIN CAST (CLASS-E) | 60
SPE0117800496 | CT VT | 400A/1A,15VA,CL0.5,RESIN CAST (CLASS-E) | 60
SPE0117800735 | CT VT | 30A/1A,7.5VA,CL0.5,RESIN CAST (CLASS-E) | 60
SPE0117800876 | CT VT | 200A/1A,7.5VA,CL0.5,RESIN CAST (CLASS-E) | 60
SPE0117800881 | CT VT | 250A/1A,7.5VA,CL0.5,RESIN CAST (CLASS-E) | 60
SPE0117801476 | CT VT | 3200A/1A,7.5VA,CL0.5,RESIN CAST (CLASS-E | 60
SPE0117801570 | CT VT | 1000A/1A,7.5VA,CL0.5,RESIN CAST (CLASS-E | 60
SPE0117801749 | CT VT | 60A/1A,15VA,CL0.5,RESIN CAST (CLASS-E) | 60
SPE0117801774 | CT VT | 630A/1A,7.5VA,CL0.5,RESIN CAST (CLASS-E) | 60
SPE0117802204 | CT VT | 100A/1A,15VA,CL0.5,RESIN CAST (CLASS-E) | 60
SPE0117802219 | CT VT | 30A/1A,15VA,CL0.5,RESIN CAST (CLASS-E) | 60
SPE0117802547 | CT VT | 400A/1A,15VA,CL0.5,RESIN CAST (CLASS-E) | 60
SPE0122801840 | PKG | 19MMCRATE ( DOMESTIC ),2595H, 1227D, 292 | 20
SPE0123800115 | CT VT | 800A/1A,7.5VA,5P20 CT | 60
SPE0123800136 | CT VT | 400A/1A,7.5VA,5P20 CT | 60
SPE0123800197 | CT VT | 2500A/1A,7.5VA,5P20 CT | 60
SPE0123800430 | CT VT | 3200A/1A,7.5VA,5P20 CT | 60
SPE0123800451 | CT VT | 3000A/1A,7.5VA,5P20 CT | 60
SPE0123801258 | CT VT | 1000A/1A,7.5VA,5P20 CT | 60
SPE0123801354 | CT VT | 1600A/1A,7.5VA,5P20 CT | 60
SPE0123801483 | CT VT | 800A/1A,7.5VA,5P20 CT | 60
SPE0123801695 | CT VT | 400A/1A,5VA,5P20 CT | 60
SPE0132200510 | Wire | 1.5SQMM,WHITE,FRLS,650/1100V PVC WIRE | 72
SPE0143500118 | ELR | PROKDV ELR,85-275V AC/DC,40MM | 60
SPE0143500133 | ELR | PROK DV ELR | 60
SPE0145500171 | CBCT | CBCT FOR P241,MOP:1A (+- 5%) | 60
SPE0147600004 | Extra | WAGO END STOP 249-116 | 61
SPE0147800013 | Meter | Rish Master 3430,AD : 100-250V AC/DC,343 | 60
SPE0157600001 | CFL | CFL,240V,15W | 61
SPE0158800091 | RESISTOR | WIRE WOUND RESISTOR,KIYOSH,5.5K,35 | 60
SPE0158800092 | RESISTOR | WIRE WOUND RESISTOR,KIYOSH,2.5K,35 | 60
SPE0158800164 | RESISTOR | WIRE WOUND RESISTOR,KIYOSH,2.7K OHM,10W | 60
SPE0158900003 | RESISTOR | RESISTOR 0-2000 OHM,200W,KIYOSH | 60
SPE0158900023 | RESISTOR | RESISTOR 0-1000 OHM,200W,KIYOSH | 60
SPE0159100001 | RESISTOR | METROSIL RESISTOR, ALSTOM | 60
SPE0165200002 | Communication | DIGIINK OPTIPLUS LIU-DFBOX12RXX-S. | 60
SPE0165200007 | Communication | OPTIPLUS ADAPTOR DFADSCTYPDZS,SC SM-DUPL | 60
SPE0179800001 | Meter | SATEC PM130EH+O5010ACDC | 60
SPE0179800005 | Meter | SATEC PM130EH+O5010ACDCA4 | 60
SPE0180400003 | PB | ESBEE SHROUDED,YELLOW,NOT APPLICABLE,HD1 | 60
SPE0180400007 | PB | ESBEE MUSHROOM KEY ACTUATED,RED,#ESB_PB_ | 60
SPE0182000001 | RELAY | TPU03,230V AC,2 C/O,AUTO RESET | 60
SPE0186400007 | DIODE | POWER DIODE 25A,110V DC,WITH HEAT SINK | 61
SPE0191500005 | Relay | PQ8NCH2J,110V DC,4N/O+3N/C | 60
SPE0192600002 | CFL | LAMP HOLDER | 61
SPE0198000001 | Communication | BELDEN UTP CAT5E BONDED PAIR CABLE 1700 | 60
SPE0211500001 | TIMER | GIC ASTRO,110-240V AC,T2DDT0 | 60
SPE0226300004 | Communication | MODBUS-TCP/RTU GATEWAY,AB7702 | 60
SPE0228700093 | CT VT | CONTROL TRAFO, 3000 VA, 395-405-415-425- | 60
SPE0239500002 | RELAY | TCS,110-125V AC/DC,1MYN569697-E | 60
SPE0247000001 | Communication | SC SIMPLEX,2M,DFPGS1SCXX02(SM) | 60
SPE0259400001 | Communication | 9841,120 OHM,BELDFOIL + TC BRAID SHIELD | 60
SPE0269500002 | 3RH | 2NO + 2NC,3RH2911-1HA22 | 60
SPE0269600001 | 3RH | 3RH24,3RH2422-1BM40 | 60
SPE0269600002 | 3RH | 3RH24,3RH2422-1BF40 | 60
SPE0273200031 | Ethernet | LT26G:CORE ASSEMBLY & PACKING,LT26G-H-H- | 60
SPE0273200032 | Ethernet | LT26G:CORE ASSEMBLY & PACKING,LT26G-H-H- | 60
SPE0293500086 | SEL SW | SALZER D-DC STD,16A,4P,4POS SWITCH | 60
SPE0293500093 | SEL SW | SALZER D-DC STD,16A,2P,4POS SWITCH | 60
SPE0293500168 | SEL SW | SALZER D-DC STD,25A,2P,4POS SWITCH | 60
SPE0293500174 | SEL SW | SALZER S-AC STD,16A,6P,4POS SWITCH | 60
SPE0293500410 | Sel Sw | SALZER D-DC STD,16A,2P,4POS SWITCH | 60
SPE0293500411 | Sel Sw | SALZER S-AC STD,16A,2P,4POS SWITCH | 60
SPE0293500481 | Sel Sw | SALZER D-DC STD,25A,2P,4POS SWITCH | 60
SPE0293500483 | Sel Sw | SALZER S-AC STD,16A,6P,4POS SWITCH | 60
SPE0293500484 | Sel Sw | SALZER D-DC STD,25A,4P,4POS SWITCH | 60
SPE0293500485 | Sel Sw | SALZER S-AC STD,32A,4P,4POS SWITCH | 60
SPE0293500621 | SEL SW | SALZER D-DC STD,16A,4P,4POS SWITCH | 60
SPE0293500774 | SEL SW | SALZER S-AC STD,16A,4P,4POS SWITCH | 60
SPE0293500829 | Sel Sw | SALZER D-DC STD,25A,2P,4POS SWITCH | 60
SPE0293500848 | Sel Sw | SALZER D-DC STD,16A,2P,4POS SWITCH | 60
SPE0293501163 | SEL SW | SALZER D-DC STD,16A,4P,4POS SWITCH | 60
SPE0293501170 | SEL SW | SALZER D-DC STD,16A,4P,4POS SWITCH | 60
SPE0293501317 | SEL SW | SALZER S-AC STD,16A,8P,6POS SWITCH | 60
SPE0293501319 | SEL SW | SALZER D-DC STD,25A,8P,6POS SWITCH | 60
SPE0293501339 | SEL SW | SALZER D-DC STD,16A,6P,4POS SWITCH | 60
SPE0301400016 | SEL SW | SWITRON BREAKER CONTROL SWITCH | 60
SPE0301400017 | SEL SW | SWITRON BREAKER CONTROL SWITCH | 60
SPE0303100001 | RELAY | SCHNEIDER RELAY,P14131PA6M0468J | 60
SPE0303100002 | RELAY | SCHNEIDER RELAY,P14331PA6M0468J | 60
SPE0303200001 | RELAY | SCHNEIDER RELAY P24131PA6M0C78J | 60
SPE0306500015 | OEN | OEN31 3R:AC RELAY,3R-2-240 | 60
SPE0307700060 | Meter | 444(with RS485 COMM PORT),57.7V-240V AC, | 60
SPE0322000001 | PSU | PSU100D POWER SUPPLY,6EP1333-1LD00 | 60
SPE0339900005 | Meter | RISH WH00-4365URZ000000 | 60
SPE0339900012 | Meter | RISHABH WH00-2385URZ000000 | 60
SPE0341200011 | RELAY | 7SR220- 7SR22022BA110CA0 | 60
SPE0356000008 | Communication | IVEONET PATCHCORD:IFPC-SC-SC-OS1-DX-03 | 60
SPE0369800001 | Relay | SEL24402311G1G11640 | 60
SPE0369800002 | Relay | SEL24402311D1D11640 | 60
SPE0377200001 | Communication | CAT5E CABLE,RJ45 CONNECTOR CRIMPING | 60
SPE0381100015 | TRANSDUCER | RISH CON-CA TRANSDUCER | 60
SPE0386000018 | LED | ESBEE LAMPGEN X CLUSTER LED TYPE (LVGP), | 61
SPE0386000019 | LED | ESBEE LAMPGEN X CLUSTER LED TYPE (LVGP), | 61
SPE0386000020 | LED | ESBEE LAMPGEN X CLUSTER LED TYPE (LVGP), | 61
SPE0399400009 | Communication | BELDEN PATCHCORD:C5C4106010M | 60
SPE0401000002 | Relay | SCHNEIDER V57F4AAA5BCA | 60
SPE0401000003 | Relay | SCHNEIDER V57F4AAA4BCA | 60
SPE0410400002 | Relay | GE F650 RELAY F650BFCF2G1HI6HE | 60
SPE0416600008 | Meter | RISHABH METER- A51AD | 60
SPE0416600009 | Meter | RISHABH METER- 3A51AD | 60
SPE0416600010 | Meter | RISHABH METER- 3V5AD | 60
SPE0418700002 | OEN | SALZER RELAY:MKP-2P-24-_-XXX | 60
SPE0425600001 | OEN | RELAY BASE:MK08C FOR 2P | 60
SS50030 | PR | DIAL SCREW | 71
SS94117OOBO | OLR | RELAY MN2,9-15 A | 53
SS94117OODO | OLR | MN 2 RELAY , 14 - 23 A | 53
SS94117OOFO | OLR | RELAY MN2, 20 - 33A | 53
SS94117OOMO | OLR | RELAY MN2 ,0.9-1.5 A | 53
SS94117OOPO | OLR | MN 2 RELAY , 1.4 - 2.3 A | 53
SS94117OOQO | OLR | MN2 RELAY 2.0 -3.3 A-FOR MN CONT. | 53
SS94117OOSO | OLR | RELAY MN2 , 3 - 5 A | 53
SS94117OOUO | OLR | RELAY MN2 , 4.5-7.5 A | 53
SS94662AOOO | MN0 | MN0 22E CONTR.RELAY 110V AC | 53
SS94700OOOO | OLR | TERM. BLOCK KIT MN2 | 53
ST22850 | MS | BRACKET-PT FEEDER,FIXED-TQ3 | 11
ST23385##70#MS | MS | BARRIER STRIPENDCOVER-LHS INTER COMP TF3 | 11
ST23385##MS | MS | BARRIER STRIP - ENDCOVER LHD | 11
ST23386##MS | MS | STRIP ACB SIDE | 11
ST23387##MS | MS | ACB STRIP FOR C3 | 11
ST23388 | MS | NTPC EIL BARRIER | 11
ST23389#CBC | MS | CDG MANUFACTURING MATERIAL | 11
ST23390##MS | MS | STRIP AUX BUS | 11
ST23879 | Link | DIRECT LINKS R 1W/O SS | #N/A
ST23880 | Link | DIRECT LINKS R 2W/O SS | #N/A
ST23881 | Link | TEMPLATE FOR LINKS/BUSBARS | #N/A
ST23882 | Link | TEMPLATE FOR LINKS/BUSBARS | #N/A
ST23883 | Link | DIRECT LINKS 2500A R5 | #N/A
ST23884 | Link | DIRECT LINKS R 6W/O SS | #N/A
ST23885 | Link | DIRECT LINKS Y1W/O SS | #N/A
ST23886 | Link | DIRECT LINKS 2500A Y2 | #N/A
ST23887 | Link | TEMPLATE FOR LINKS/BUSBARS | #N/A
ST23888 | Link | TEMPLATE FOR LINKS/BUSBARS | #N/A
ST23889 | Link | DIRECT LINKS Y5 W/O SS | #N/A
ST23890 | Link | DIRECT LINK Y6 W/O SS | #N/A
ST23891 | Link | DIRECT LINKS B1 | #N/A
ST23892 | Link | DIRECT LINK B2 | #N/A
ST23893 | Link | TEMPLATE FOR LINKS/BUSBARS | #N/A
ST23894 | Link | TEMPLATE FOR LINKS/BUSBARS | #N/A
ST23895 | Link | DIRECT LINK B5 | #N/A
ST23896 | Link | DIRECT LINK B6 | #N/A
ST23921 | LINK | ADAPTOR TERMINAL 2500/3200-4PR1B1Y1 | #N/A
ST23922 | LINK | TEMPLATE FOR LINKS/BUSBARS | #N/A
ST23923 | LINK | TEMPLATE FOR LINKS/BUSBARS | #N/A
ST23924 | LINK | TEMPLATE FOR LINKS/BUSBARS | #N/A
ST24064 | MS | TOP PLATE | 11
ST24066 | MS | CHANNEL BASE | 11
ST24602 | Communication | PCB (MOT VIS) | 60
ST27595 | PR | SUPPORT-TQ3 | 40
ST30505 | MS | SHIELD-MIDDLE (TF900 TO BUSBARS) | 11
ST31538 | PR | SUPPORT DIRECT LINK TOP 3200H1/4000H1 | 11
ST33185 | MS | BASE ASSY. WELDED NPC TF3 ( 800 x 1400) | 11
ST33194 | MS | BASE ASSEMBLY (WELDED) TQ3 DF | 11
ST33194W850 | MS | BASE ASSEMBLY-TQ3 D/F 850 | 11
ST33211 | MS | WELDED BASE ASSY AOC 310W | 11
ST33329 | MS | BASE ASSY. TF900 NPC | 11
ST33330 | MS | TOP ASSY. TF900 NPC | 11
ST34205A### | MS | E/B ENDPIECE WITH 2 BOLTS | 11
ST34272 | MS | BASE ASSY - 320 PNL | 11
ST34273 | MS | TOP ASSY -320 PNL | 11
ST34730 | PR | P-SHAPE GASKET-TQ3 CONTROL PLATE | #N/A
ST41905OOOO | MOG | MPCB Rotary 0.16-0.25,100kA(MOG-H1-0025 | 65
ST41907OOOO | MOG | MPCB Rotary 0.40-0.63,100kA(MOG-H1-0063 | 65
ST41909OOOO | MOG | MPCB Rotary 1.0-1.6,100kA(MOG-H1-0160) | 65
ST41910OOOO | MOG | MPCB Rotary 1.6-2.5,100kA(MOG-H1-0250) | 65
ST41911OOOO | MOG | MPCB Rotary 2.5-4,100kA(MOG-H1-0400) | 65
ST41912OOOO | MOG | MPCB Rotary 4.0-6.3,100kA(MOG-H1-0630) | 65
ST41913OOOO | MOG | MPCB Rotary 6.3-10.0,100kA(MOG-H1-1000) | 65
ST41914OOOO | MOG | MPCB Rotary 9.0-13.0,50kA(MOG-H1-1300) | 65
ST41915OOOO | MOG | MPCB Rotary 11.0-16.0,50kA(MOG-H1-1600) | 65
ST41917OOOO | MOG | MPCB Rotary 19.0-25.0,50kA(MOG-H1-2500) | 65
ST41918OOOO | MOG | MPCB Rotary 24.0-32.0,50kA(MOG-H1-3200) | 65
ST41920OOOO | MOG | MPCB Rotary 28.0-40.0,50kA(MOG-H2-4000) | 65
ST41921OOOO | MOG | MPCB Rotary 35.0-50.0,50kA(MOG-H2-5000) | 65
ST41942OOOO | MOG | Aux.Cont.Front mtg.1NO(MOG-AXF1NO) | 65
ST41945OOOO | MOG | Aux.Cont.Left side mtg.1NO+1NC(MOG-AXL1C | 65
ST41947OOOO | MOG | Trip Alarm Cont.Front mtg.1NO(MOG-TAF1NO | 65
ST41955OOOO | MOG | Ext. operating handle,Frm1(MOG-EHFR(M1) | 65
ST41956OOOO | MOG | Ext. operating handle,Frm2(MOG-EHFR(M2) | 65
SYNL028TF | Vendor | PART ASSEMBLED SWITCHBOARD | #N/A
SYNL028TQ | Vendor | PART ASSEMBLED SWITCHBOARD | #N/A
SYNL028TQMO1 | Vendor | GENERIC FEEDER | #N/A
SYNL029TF | Vendor | PART ASSEMBLED SWITCHBOARD | #N/A
SYNL029TQ | Vendor | PART ASSEMBLED SWITCHBOARD | #N/A
SYNL029TQMO1 | Vendor | GENERIC FEEDER | #N/A
SYNL032TF | Vendor | PART ASSEMBLED SWITCHBOARD | #N/A
SYNL032TQ | Vendor | PART ASSEMBLED SWITCHBOARD | #N/A
SYNL032TQMO1 | Vendor | GENERIC FEEDER | #N/A
SZP4318 | LINK | NEUTRAL LINK-N1 | #N/A
SZP4320 | LINK | NEUTRAL LINK-N2 | #N/A
SZP4409 | Link | EARTH BAR-320 PNL | #N/A
SZP4410#####TFF | LINK | EARTHBAR 320PNL-UNF | #N/A
SZP4702####A## | Link | SPACER | #N/A
SZP4819 | LINK | CABLE LINK N 1AOC | #N/A
SZP5183 | PR | TOP CHANNEL | #N/A
SZP6105 | MS | SUPPORTING BRACKET -REAR | 11
SZP6106 | MS | SUPPORTING PLATE | 11
SZP6109 | MS | FO CABLE BRACKET | 11
SZP7187 | MS | BASE PLATE | 11
SZP7429 | MS | MTG. PLATE-TF25673-UNFINISHED | 11
SZP7442 | MS | BOTTOM PLATE AOC 3MM MS | 11
SZP7449 | MS | BOTTOM PLATE REAR LHS ACB IN TQ3 | 11
SZP7452 | MS | BOTTOM PLATE REAR LHS ACB IN TQ3 | 11
SZP7491 | MS | DIRECT LINK SUPPORT | 11
SZP7781W850 | MS | BRACKET CBC TOP TRAY TQ3 DF-850W | 11
SZP7782##05 | MS | END PLATE - TQ3 FORM IV-500 | 11
SZP7782##06 | MS | END PLATE - TQ3 FORM IV-600 | 11
SZP7790 | IC OG Contact | CONTACT MOUNTING PLATE | 71
SZP9483 | MS | COVER ASSY. -FRONT TOP, TF3 PNL. | 11
SZP9483T2 | MS | COVER ASSY | 11
SZP9484 | MS | COVER ASSY. -FRONT BOTTOM, TF3 PNL. | 11
SZP9484T2 | MS | COVER ASSY BTM FRONT - LOUV | 11
SZP9715 | MS | CHANNEL TF900 | 11
SZP9773 | MS | VER CHANNEL ASSY- ETHERNET MOUNTING | 11
SZQ4442#####GF | LINK | ADAPTOR R Y B | #N/A
SZQ7144 | MS | FILLER PIECE | 11
SZQ7144TFTQ | MS | TRAY FILLER FORM IV (TF+TQ) | 11
SZQ7280 | MS | BRACKET H.DUCT LINK SUPPORT (1050W) | 11
SZQ7790 | MS | Busbsr Support - TF900 | 11
SZR4629 | MS | CONNECTING LINK R Y B | 11
SZR4781B1#A#GP | LINK | DIRECT LINK-3200A H1/4000A H ACB-B1 | #N/A
SZR4781B2#A#GP | LINK | DIRECT LINK-3200A H1/4000A H ACB-B2 | #N/A
SZR4781B3#A#GP | LINK | DIRECT LINK-3200A H1/4000A H ACB-B3 | #N/A
SZR4781B4#A#GP | LINK | DIRECT LINK-3200A H1/4000A H ACB-B3 | #N/A
SZR4781B5#A#GP | LINK | DIRECT LINK-3200A H1/4000A H ACB-B5 | #N/A
SZR4781B6#A#GP | LINK | DIRECT LINK-3200A H1/4000A H ACB-B6 | #N/A
SZR4781N1#A#GP | LINK | DIRECT LINK-3200A H1/4000A H ACB-N1 | #N/A
SZR4781N2#A#GP | LINK | DIRECT LINK-3200A H1/4000A H ACB-N2 | #N/A
SZR4781N3#A#GP | LINK | DIRECT LINK-3200A H1/4000A H ACB-N3 | #N/A
SZR4781R1#A#GP | LINK | DIRECT LINK-3200A H1/4000A H 4P ACB-R1 | #N/A
SZR4781R2#A#GP | LINK | DIRECT LINK-3200A H1/4000A H ACB-R2 | #N/A
SZR4781R4#A#GP | LINK | DIRECT LINK-3200A H1/4000A H ACB-R4 | #N/A
SZR4781R5#A#GP | LINK | DIRECT LINK-3200A H1/4000A H ACB-R5 | #N/A
SZR4781R6#A#GP | LINK | DIRECT LINK-3200A H1/4000A H ACB-R6 | #N/A
SZR4781Y1#A#GP | LINK | DIRECT LINK-3200A H1/4000A H ACB-Y1 | #N/A
SZR4781Y2#A#GP | LINK | DIRECT LINK-3200A H1/4000A H ACB-Y1 | #N/A
SZR4781Y3#A#GP | LINK | DIRECT LINK-3200A H1/4000A H ACB-Y3 | #N/A
SZR4781Y4#A#GP | LINK | DIRECT LINK-3200A H1/4000A H ACB-Y4 | #N/A
SZR4781Y5#A#GP | LINK | DIRECT LINK-3200A H1/4000A H ACB-Y5 | #N/A
SZR4781Y6#A#GP | LINK | DIRECT LINK-3200A H1/4000A H ACB-Y6 | #N/A
SZR7003 | MS | BRACKET SIDE CT MTG REAR SIDE TQ3 D\O | 11
SZR7012 | MS | Busbar shield TF900-below aux bus | 11
SZR7013 | MS | BUSBAR SHIELD TF900 800W WITH DROPPER | 11
SZR7014 | MS | BUSBAR SHIELD TF900(W/O DRP) | 11
SZR7142 | MS | BRACKET REAR SHROUD-TF3 | 11
SZR7143#105 | MS | SUPPORT FOR SHROUD | 11
SZR7143#800 | MS | SUPPORT FOR SHROUD | 11
SZR7170 | MS | TRAY FOR CABLE SUPPORT IN CBC | 11
SZR7186#001 | MS | ANGLE FOR SHROUD (W/O AOC) | 11
SZR7186#002 | MS | ANGLE FOR SHROUD (WITH AOC) | 11
SZR7225W850 | MS | 80KA HBB SUPPORT MTG BKT | 11
SZR7226W850 | MS | 80KA HBB SUPPORTING CHANNEL | 11
SZR7519 | MS | INTER PANNEL BARRIER | 11
SZR7664 | MS | TRAY FILLER FOR END PANEL | 11
SZR7862###S | MS | BLANKING PLATE - TQ3 CONTROL PLATE SMALL | 11
SZR7951A | MS | BOTTOM PLATE | 11
SZR7953A | MS | BOTTOM PLATE | 11
SZR7978##ALW85 | MS | BOTTOM PLATE CBC AREA | 11
SZS4371###A | Link | FISH PLATE | #N/A
SZS4372###A | Link | FISH PLATE | #N/A
SZS4438####A## | LINK | RISER - R | #N/A
SZS4439####A## | LINK | RISER-Y | #N/A
SZS4440####A## | LINK | RISER -B | #N/A
SZS4441####A## | LINK | LINK RISER | #N/A
SZS4442####A## | LINK | LINK RISER | #N/A
SZS4443####A## | LINK | RISER LINK -Y | #N/A
SZS4513 | LINK | O/G ADAPTORS - RB | #N/A
SZS4514 | LINK | O/G ADAPTORS - Y | #N/A
SZS7201##03 | MS | SIC BARRIER AS PER PDO | 11
SZS7201##04 | MS | SIC BARRIER AS PER PDO | 11
SZS7201##06 | MS | SIC BARRIER AS PER PDO | 11
SZS7201##07 | MS | SIC BARRIER AS PER PDO | 11
SZS7265 | MS | BRACKETS FOR 100MM VACANT DOOR TQ3 | 11
SZS7348BOT# | MS | INTERPANEL BARRIER | 11
SZS7348TOP# | MS | INTERPANEL BARRIER | 11
SZS7348TOP#F | MS | INTERPANEL BARRIER-UNF | 11
SZS7349 | MS | DROPPER SHIELD TOP | 11
SZS7349W850 | MS | DROPPER SHIELD TOP | 11
SZS7350 | SHROUD | DROPPER BARRIER BOT | 40
SZS7350W850 | MS | DROPPER SHIELD BOT | 11
SZS7351 | MS | BRACKET FOR DRPPER SHIELDS | 11
SZS7352 | MS | BRACKET FOR DROPPER SHILED | 11
SZS7352W850 | MS | SUPPORT | 11
SZS7353 | MS | ANGLE CABLE ALLEY BARRIER (DF) FORM IV | 11
SZS7353F | MS | ANGLE CABLE ALLEY BARRIER (DF) FORM IV-U | 11
SZS7354 | MS | CABLE CLAMP BKT | 11
SZS7355W850 | MS | DROPPER SHIELD BOT | 11
SZS7509 | MS | HORZ.CHANNEL FOR CABLE ALLEY BARRIER | 11
SZS7529 | MS | BUSBAR SHIELD - TF900 WITH DRPR | 11
SZS7530#450 | MS | BARRIER | 11
SZS7531#450 | MS | BARRIER | 11
SZS7707IDN2 | MS | BKT FOR NEUTRAL CT | 11
SZS7707IDN3 | MS | BASE PLATE FOR N EXTERNAL CT - DN3 | 11
SZS7708IDN2 | MS | BASE PLATE | 11
SZS7708IDN3 | MS | BASE PLATE-DN3 | 11
SZS7719 | MS | DROPPER BARRIER TF900 BOT HBB | 11
SZS7832 | MS | SIC BARRIER-300MM D/O WITH 125A TPN | 11
SZS7833SPLT | MS | GLAND PLATE, 300 mm COMPT. | 11
SZS7835 | MS | GLANDBOX-400MM FDR | 11
SZS7836 | MS | GLANDPLATE-400MM MODULE | 11
SZS7840CBC3 | MS | PLATE FOR CBC | 11
SZS7840CBCP | MS | AL GLANDPLATE | 11
SZS7841 | MS | IP BARRIER-TOP TQ3 DF WHEN TOP 500MM | 11
SZS7842 | MS | GLANDPLATE-TQ3 320W 600D | 11
SZS7843 | MS | BKT FOR GLAND PLATE | 11
SZS7844 | MS | BARRIER-320W TOP 750 | 11
SZS7844#600 | MS | BARRIER-600W TOP | 11
SZS7876 | MS | BRACKET FOR OG CONTACT - FORM 4 | 11
SZS7876F | MS | BRACKET FOR OG CONTACT - FORM 4-UNF | 11
SZS7877 | MS | BRACKRT FOR OG CONTACT - FORM 4 | 11
SZS7877F | MS | BRACKRT FOR OG CONTACT - FORM 4-UNF | 11
SZS7880 | PR | SHROUD ON I/C SIDE | 40
SZT4535R1 | LINK | O/G ADAPTOR LINK R1 | #N/A
SZT4537 | LINK | O/G ADPT Y | #N/A
SZT4538 | LINK | I/C LINK B | #N/A
SZT4541 | LINK | O/G LINK N | #N/A
SZT4544 | LINK | I/C LINK-R | #N/A
SZT4548 | LINK | I/C LINK-B DN3 630H 4P FIX | #N/A
SZT4555 | LINK | O/G ADPT. LNK R1 | #N/A
SZT4713 | LINK | LINK - Y | #N/A
SZU4152 | LINK | CONNECTING LINK R & B | #N/A
SZU4916 | LINK | O/G LINK R-DN3-400 | #N/A
SZV4136 | LINK | CONN LINK N | #N/A
SZV4137 | LINK | CONN LINK N | #N/A
SZV4171II22 | LINK | I/C N LINK - DN2 INCOMER | #N/A
SZV4171II22A## | Link | NE LINK-EXT NE-CT DN2-250 | #N/A
SZV4171II34 | LINK | NE LINKS-EXT NE CT DN3 | #N/A
SZV4171II34A## | Link | NEUTRAL LINKS - EXTERNAL NEUTRAL CT | #N/A
SZV4171IO22 | LINK | I/C LINK N | #N/A
SZV4171IO22A## | Link | NE LINKS-EXT NE-CT | #N/A
SZV4171IO34 | LINK | NEUTRAL LINKS-EXT NE CT | #N/A
SZV4171IO34A## | Link | NEUTRAL LINKS - EXTERNAL NEUTRAL CT | #N/A
SZV4172 | LINK | N ISO EXT N KIT | #N/A
SZV4172###A | Link | ISOLATION LINK N | #N/A
TF18512 | MS | blank off plate | 11
TF18512#T16 | MS | BLAN OFF PLATE -'C'POWER ACB (1.6 MM) | 11
TF19075 | MS | DROPPER SHIELD BOTTOM | 11
TF22588 | MS | CABLE LINK SUPPORT TF1000/1250A | 11
TF22589 | MS | CABLE LINK CLAMP REAR 800/1000/1250 TF | 11
TF24224 | MS | 600H HW PARTITION C-POWER TF3/TF9 | 11
TF25481##MS | MS | FILLER PIECE | 11
TF25482##MS | MS | FILLER PIECE | 11
TF25483##MS | MS | SHROUDS - EIL | 11
TF29056D | MS | TF3 ACB DOOR-750 (800W) | 11
TF29056DX | MS | ACB DOOR-750H 800W | 11
TF43301 | LINK | BUSBAR-R,Y,B,N (3200H1/4000H 4P 1050W) | #N/A
TF45526 | MS | ANGLE DIRECT LINK SUPPORT FOR 5000C 3P | 11
TF46516D | MS | DOOR- 600HW (800TF PNL) | 11
TF46537 | MS | CHANNEL - DP PKT. 2500A 4P | 11
TF50169#600 | MS | ALUMINIUM CABLE CLAMP SUPPORT FOR 1C | 11
TF50169#AOC | MS | 1 CORE CABLE SUPPORT | 11
TF50602 | Link | CABLE LINK-R1 &Y1 (TOP FDR.)-W/O AOC | #N/A
TF50604 | Link | CABLE LINK-B1 (TOP FDR.) W/O AOC | #N/A
TF52040B1DF | LINK | DIRECT LINK -B1 UPTO 1600C 3 OR 4P ACB | #N/A
TF52040B2DF | LINK | DIRECT LINK -B2 UPTO 1600C 3 OR 4P ACB | #N/A
TF52040B3DF | LINK | DIRECT LINK -B3 UPTO 1600C 3 OR 4P ACB | #N/A
TF52040R1DF | LINK | DIRECT LINK -R1 UPTO 1600C 3 OR 4P ACB | #N/A
TF52040R2DF | LINK | DIRECT LINK -R2 UPTO 1600C 3 OR 4P ACB | #N/A
TF52040Y1DF | LINK | DIRECT LINK -Y1 UPTO 1600C 3 OR 4P ACB | #N/A
TF52040Y2DF | LINK | DIRECT LINK -Y2 UPTO 1600C 3 OR 4P ACB | #N/A
TF52040Y3DF | LINK | DIRECT LINK -Y3 UPTO 1600C 3 OR 4P ACB | #N/A
TF52636 | MS | SHIELD MIDDLE - TF9 ( 800W ) | 11
TF52637 | MS | SHIELD MIDDLE | 11
TF54490B1DF | LINK | DIRECT LINK-B1 | #N/A
TF54490B2DF | LINK | DIRECT LINK-B2 | #N/A
TF54490R1DF | LINK | IRECT LINK-R1 | #N/A
TF54490R2DF | LINK | \IRECT LINK-R2 | #N/A
TF55652DI#R | LINK | TERMINAL ADAPTORS - I/C DN3-630 | #N/A
TF55652DO#B | LINK | MLL | #N/A
TF55652DO#N | LINK | ADADPTOR LINK N O/G DN3-400/630 | #N/A
TF57256 | LINK | TERMINAL ADAPTOR - Y | #N/A
TF59408A### | Link | E/B (70 MM) ENDPIECE WITH 2 BOLTS | #N/A
TF59994Y1## | Link | SPLIT Y1 PH DIRECT LINK-1600C,3P TF9 DP | #N/A
TF59994Y2## | Link | SPLIT Y2 PH DIRECT LINK-1600C,3P TF9 DP | #N/A
TF59994Y3## | Link | SPLIT Y3 PH DIRECT LINK-1600C,3P TF9 DP | #N/A
TF59994Y4## | Link | SPLIT DIRECT LINK Y | #N/A
TF60182 | Link | DROPPER -4000H 3P ACB IN COUP. PNL | #N/A
TF60183 | Link | MINIBUS B,Y - 4000H 3P ACB IN COUP. PNL | #N/A
TF60185 | Link | DRP SUPPORT - 4000H 3P ACB IN COUP. PNL | #N/A
TF60186RH04 | Link | COUPLING HBB- 4000H 3P ACB IN COUP. PNL | #N/A
TF60186RH05 | Link | COUPLING HBB- 4000H 3P ACB IN COUP. PNL | #N/A
TF60186RH06 | Link | MLL | #N/A
TF60681X | MS | IC TRAY-1050W FOR ACB FDR | 11
TF62307AL01 | Link | EARTH LINK TQ3+TF3 LHS COUPLING | #N/A
TF62307AL02 | Link | EARTH LINK TQ3+TF3 LHS COUPLING | #N/A
TF62308AL## | Link | SPACER-EARTH LINK TQ3+TF3 LHS COUPLING | #N/A
TF73089 | MS | REAR DOOR - 800W TF PANEL - 2:TYPE-A | 11
TF74474 | MS | BASE PLATE - PARTIALLY PERFORATED - 600H | 11
TF75129EC21 | LINK | LINK | #N/A
TH00088XXXX | PR | HS TUB 105L/F 6X75 AL TF3 M | 75
TH46114SBRB | Link | Spreader Link | #N/A
TH46114SCXY | Link | Spreader Link | #N/A
TH46114STRB | Link | Spreader Link | #N/A
TH46115ADX1 | Link | ADAPTOR TOP TERMINAL FR2 3000A | #N/A
TH46115ADX2 | Link | ADAPTOR TOP TERMINAL FR2 3000A | #N/A
TH46115ADX3 | Link | ADAPTOR TOP TERMINAL FR2 3000A | #N/A
TH46115ADX4 | Link | ADAPTOR TOP TERMINAL FR2 3000A | #N/A
TH46115ADX5 | Link | ADAPTOR TOP TERMINAL FR2 3000A | #N/A
TH50946XXXX | PR | CT arresting support | #N/A
TH50982XXXX | PR | CT ARRESTER WITHOUT NUT | #N/A
TH51395XXX1 | PR | module CT arresting with Nut | #N/A
TH51395XXX2 | PR | Module CT arresting without nut | #N/A
TQ24144 | MS | BRACKET FOR TTB | 11
TQ25229 | MS | WIRE BUNCH SUPPORT CHANNEL | 11
TQ25230 | MS | WIRE BUNCH SUPPORT CHANNEL | 11
TQ25231 | MS | BRACKET TERMINAL SUPPORT | 11
TQ25732 | MS | CABLE CLAMP BRACKET DF TQ3 | 11
TQ30001 | MS | CONTROL PLATE | 11
TQ30002 | MS | CONTROL PLATE | 11
TQ30003 | MS | CONTROL PLATE | 11
TQ30005 | MS | CDG MANUFACTURING MATERIAL | 11
TQ30007 | MS | CONTROL PLATE | 11
TQ30015 | MS | CONTROL PLATE-TQ | 11
TQ30017 | MS | CONTROL PLATE | 11
TQ30066 | MS | CONTROL PLATE | 11
TQ30129 | MS | CONTROL PLATE - TQ3 | 11
TQ30251 | MS | CONTROL PLATE-TQ3 | 11
TQ31105 | MS | DOOR 200-FN63 FIX | 11
TQ31106D | MS | DOOR 300 FN63 -TQ3 D/O OR FIX | 11
TQ31154 | MS | DOOR 300 MM - FN125 | 11
TQ31591D | MS | DOOR - 600 FN63 P.T. FDR | 11
TQ31677D | MS | DOOR ASSY. TQ3 800 MM | 11
TQ32091D | MS | DOOR-1000 D/O(FN250C) | 11
TQ32249D | MS | DOOR-300 DM/DL 16/100 WITH DN HANDLE | 11
TQ40499 | MS | BASE PLATE 200 MM | 11
TQ41371##02 | MS | ANGLE BASE PLATE SIZE 200 TQ3 FIXED | 11
TQ43791#310 | MS | BLANK DOOR - 320 PNL | 11
TQ44701#1P4W85 | LINK | BUSBAR-RYBN TQ3 | #N/A
TQ44701#1P6W85 | Link | BUSBAR-TQ3 850W | #N/A
TQ44701#2P6 | LINK | BUSBAR -TQ3 (2PNL 6" FLAT) | #N/A
TQ44701#2P6W85 | Link | BUSBAR MID 2 850W PNL | #N/A
TQ44701#3P6W85 | Link | BUSBAR -TQ3 (3 PNL 6" FLAT ) | #N/A
TQ46404 | MS | BASE PLATE - 300 DM16/DM100 FORM IV | 11
TQ46416 | MS | BASE PLATE-200(DL/DM100 WITH DN HANDLE) | 11
TQ46462 | MS | BASE PLATE | 11
TQ47048 | MS | BRACKET | 11
TQ47050 | MS | BRACKET FOR BELLOW PLATE | 11
TQ47300 | MS | BRACKET | 11
TQ47315##AL | LINK | CONN LINK-Y DM400+MNX325 | #N/A
TQ47316##AL | LINK | CONN LINK-R B DM400+MNX325 | #N/A
TQ50437 | MS | SUPPORTING BRACKET | 11
TQ51482 | MS | DOOR-400 | 11
TQ51585#####GP | LINK | O/G. RISER-R | #N/A
TQ51585####AGP | Link | RISER LINKS - R | #N/A
TQ51586#####GP | LINK | O/G. RISER-Y | #N/A
TQ51586####AGP | Link | RISER LINKS - Y | #N/A
TQ51588#####GP | LINK | I/C LINK R | #N/A
TQ51588####AGP | Link | I/C LINKS -R | #N/A
TQ51589#####GP | LINK | I/C LINK Y | #N/A
TQ51589####AGP | Link | I/C LINKS -B | #N/A
TQ51590#####GP | LINK | I/C LINK B | #N/A
TQ51590#####GPF | LINK | I/C LINK B | #N/A
TQ51590####AGP | Link | I/C LINKS -Y | #N/A
TQ52019##05 | MS | END PLATE-RHS FRONT 400-1200 | 11
TQ52019##06 | MS | END PLATE RHS FRONT | 11
TQ52215AP34 | LINK | BUSBAR-RYBN TF9 ON RHS FIRST PNL | #N/A
TQ54947 | MS | BASE PLATE DN2 | 11
TQ55744 | MS | DOOR 300 | 11
TQ55744T2 | MS | DOOR 300 | 11
TQ56771 | MS | BOTTOM BARRIER - TQ3 | 11
TQ57060 | MS | AUX BASE PLATE | 11
TQ57061 | MS | AUX BASE PLATE | 11
TQ57181###8 | MS | SUPPORTING BRACKET FOR O/G LINK | 11
TQ57389 | MS | SIDE PARTITION | 11
TQ57499 | MS | 365 | 11
TQ57500 | MS | BASE PLATE | 11
TQ57877 | IC OG Contact | SPL O/G CONTACTB125A FORM IV | 71
TQ57878 | IC OG Contact | SPL O/G CONTACT LUG ADAPTOR 125A FORM IV | 71
TQ58597 | IC OG Contact | SPL O/G CONTACT STRIP 125A FORM IV | 71
TQ58597F | IC OG Contact | SPL O/G CONTACT STRIP 125A FORM IV-UNF | 71
TQ59370 | MS | CONTROL PLATE | 11
TQ59893 | MS | 300MM BASE PLATE | 11
TQ60058 | MS | AUX. BASE PLATE 500CH | 11
TQ60504 | MS | BASEPLATE DBN2-250N 3P WIRE FDR. | 11
TQ61702#####GP | LINK | RISER LINK R DN2-4P 250 | #N/A
TQ61706ICLB | Link | I/C LINK B | #N/A
TQ61706ICLR | Link | I/C LINK R | #N/A
TQ61707 | Link | I/C LINKY | #N/A
TQ617080GRB | LINK | O/G RISERS - R &amp; B | #N/A
TQ617080GRR | LINK | O/G RISERS - R &amp; B | #N/A
TQ61708OGRB | Link | RISER LINKS - B | #N/A
TQ61708OGRR | Link | RISER LINKS - R | #N/A
TQ61709 | Link | O/G LINK -R | #N/A
TQ61710 | Link | O/G LINK -Y | #N/A
TQ61711 | Link | O/G LINK -B | #N/A
TQ61712 | Link | RISER LINKS - Y | #N/A
TQ61861#####GP | LINK | I/C LINK Y DN2 250 | #N/A
TQ63955 | LINK | CONN LINK-NE MCCB | #N/A
TQ63956 | LINK | CONN LINK-NE ISOLATION | #N/A
TQ63957 | LINK | CONN LINK-NE-CONT | #N/A
TQ64053 | MS | GLAND BOX FOR 200MM COMPT. | 11
TQ64053T2 | MS | GLAND BOX FOR 200MM COMPT. | 11
TQ64054 | MS | GLAND PLATE | 11
TQ64610 | MS | FRONT FLATE PIECE FOR 200MM FDR. | 11
TQ64611 | MS | BOX FOR 500MM 75 SQ.MM FDR. TQ3 | 11
TQ64611T2 | MS | BOX FOR 500MM 75 SQ.MM FDR. TQ3 | 11
TQ64778 | LINK | I/C LINK-N | #N/A
TQ64779 | LINK | I/C LINK-N1 | #N/A
TQ65075CB41 | Link | ADAPTOR-B | #N/A
TQ65075CB81 | Link | ADAPTOR-B | #N/A
TQ65075CB82 | Link | ADAPTOR LINKS-RYBN | #N/A
TQ65075CN4# | Link | ADAPTOR LINKS-RYBN | #N/A
TQ65075CN8# | Link | ADAPTOR LINKS-RYBN | #N/A
TQ65075CR4# | Link | ADAPTOR-R | #N/A
TQ65075CR8# | Link | ADAPTOR LINKS-RYBN | #N/A
TQ65075CY41 | Link | ADAPTOR-Y | #N/A
TQ65075CY81 | Link | ADAPTOR-Y | #N/A
TQ65075CY82 | Link | ADAPTOR LINKS-RYBN | #N/A
TQ65075SB41 | Link | ADAPTOR-B 850+320W | #N/A
TQ65075SB82 | Link | ADAPTOR LINK-RYBN | #N/A
TQ65075SN4# | Link | ADAPTOR LINKS-RYBN | #N/A
TQ65075SN8# | Link | ADAPTOR-RYBN | #N/A
TQ65075SR4# | Link | ADAPTOR LINKS-RYBN | #N/A
TQ65075SR8# | Link | ADAPTOR LINKS-RYBN | #N/A
TQ65075SY41 | Link | ADAPTOR-Y 850+320W | #N/A
TQ65075SY82 | Link | ADAPTOR LINK-RYBN | #N/A
TQ65672###B | LINK | I/C LINK B | #N/A
TQ65672###R | LINK | I/C LINK R | #N/A
TQ65672###Y | LINK | I/C LINK Y | #N/A
TQ65673###B | LINK | RISER LINK-B | #N/A
TQ65673###R | LINK | RISER LINK R | #N/A
TQ65673###Y | LINK | RISER LINK Y | #N/A
TQ65674###B | LINK | RISER LINK-B | #N/A
TQ65674###R | LINK | RISER LINK-R | #N/A
TQ65674###Y | LINK | RISER LINK Y | #N/A
TQ65675###B | LINK | O/G LINK-B | #N/A
TQ65675###R | LINK | O/G LINK-R | #N/A
TQ65675###Y | LINK | O/G LINK-Y | #N/A
TQ65676 | LINK | I/C ADAPTOR-RB | #N/A
TQ65859 | Link | I/C LINK-Y DN2-250 | #N/A
TQ66496 | MS | INTERPANEL BARRIER | 11
VAG11YF8001AG(M) | Relay | VAG11 RELAY W.D.: ADZ051.4-5 | 60
VAJHM23ZG0754BBA | RELAY | AREVA VAJHM23 WD NO:01VAJHM23ZG-001 | 60
VAJHM23ZG1004BBA | RELAY | AREVA VAJHM23 WD NO:01VAJHM23ZG-001 | 60
XA25101 | PR | NEOPRENE'V'SHAPE GASKET TF3 M/TQ3M | 71
XA50058 | PR | GROMMET TQ | 71
XA70356N | PR | BRACKET FOR COVERS | 61
XA70363 | PR | NUT PLA.END COVER COUPL.PNL TF3 M | 61
XA90052 | MS | BRACKET ASSY E/B TQ3 M | 11
XE10007 | PR | HANDLE RELAY PANEL TF-M | 61
XM80018 | PKG | KEY FOR DOOR LOCK | 20
XM81401 | PLUG & SOCKET | 10A 2P METALCLAD SOCKET | 61
XM81402 | PLUG & SOCKET | 10A 2P METAL CLAD PLUG | 61
XM81577 | PB | 22.5DIA,SHRUDED PB,BLAK,ESBE HD15C3 | 61
XM81578 | PB | 22.5DIA,SHRUDED PB,GREEN,ESB HD15C2 | 61
XM81581 | PB | DIA 22.5 DEVICES | 61
XM81587 | PB | ESBEE PB NO ELEMENT (HC61A2) | 61
XM81588 | PB | CONTACT ELMNT,NC,ESB HC61B2 | 61
XR10018 | PR | RIVET(TF3), AVDEL NO.1624-0616 | 61
XT00140##02 | PR | ALU. STUD - 209.2 mm | 61
3TH50310AP0 | 3TH | 3NO+1NC CONTACTOR RELAY,230V AC | 60
BB20E50C | MCB | MCB 2P 0.5A "C" Curve 10kA | 53
CF42900B1A1 | Link | CABLE LINK (3/PH) - R &amp; B PH | #N/A
CF42900B2A1 | Link | CABLE LINK (3/PH) - R &amp; B PH | #N/A
CF42900R1A1 | Link | CABLE LINK (3/PH) - R &amp; B PH | #N/A
CF42900R2A1 | Link | CABLE LINK (3/PH) - R &amp; B PH | #N/A
CF43476A8## | Link | AUX BUS 8 | #N/A
CF43476A83# | Link | AUX BUS 83 | #N/A
CF43476A88# | Link | AUX BUS 88 | #N/A
CF43476A888 | Link | AUX BUS 888 | #N/A
CF43477 | Link | 3X25 C UAUX BB FISH PLATE A TYPE | #N/A
CF43479S7B1 | Link | DIRECT LINK-B | #N/A
CF43479S7B2 | Link | DIRECT LINK-B | #N/A
CF43480##N1 | Link | CONNECTING LINK-N | #N/A
CF43480##N2 | Link | CONNECTING LINK-N | #N/A
CF43481TB41 | Link | CABLE LINK-N | #N/A
CF43864###3 | Link | BUSBAR - RYBN | #N/A
CF44334###1 | Link | BUSBAR | #N/A
CF44334###2 | Link | BUSBAR | #N/A
CF44334###3 | Link | BUSBAR | #N/A
CF44334###4 | Link | BUSBAR | #N/A
CF73575FR13P | MS | ACB ABOVE BARRIER-U-POWER D/O FR1 | 11
CF73949 | MS | DROPPER BOTTOM SHIELD - FR1 | 11
CF73950 | MS | DROPPER SHIELD | 11
CF74416##3# | MS | AUX BUS SHIELD | 11
CF74416##8# | MS | AUX BUS SHIELD | 11
CF75694 | MS | RELAY DOOR - 600H 320W - U POWER | 11
CF75701 | MS | U-ACB DOOR - 750 (800W TF PNL) | 11
CF75702 | MS | U-ACB DOOR - 750 (800W TF PNL) | 11
CF75703 | MS | RELAY DOOR - 450 (800W TF PNL) | 11
CF75704 | MS | RELAY DOOR - 450 (800W TF PNL) | 11
CF75705 | MS | RELAY DOOR - 600H 800W - U POWER | 11
CF75706 | MS | DOOR - 320W 600H | 11
CL00717OOOO | ACB | Ext NCT Fr1/2/3 400-800A; OMEGA | 51
CL90700OOOO | ACB | UW-MTX 3.5EC;OMEGA | 51
CL90722OOOO | ACB | MTX Power Supply Module; OMEGA | 51
CL90978OOOO | Extra | Door Interlock; U-POW/OMEGA | 51
CQ71385 | MS | SIDE BARRIER | 11
CQ71995 | MS | TQ3 CHASSIS L-CHANNEL | 11
CQ72065 | MS | DOOR-400 TQ3 | 11
CQ72610 | MS | BASE PLATE-MOG-H1 | 11
CQ73697 | MS | DOOR 400 TQ3 D/O | 11
CS97075BOOO | MNX | MNX 50 Contactor: 240V, 50Hz. | 53
DOM_LOOSEBOX3 | PKG | 710MMX610MMX480MM-V-0.098 | 20
FQ16885 | PR | BEZEL FOR C&amp;amp;amp;S MAKE EMPR | #N/A
FQ16886 | PR | GASKET FOR BEZEL FQ16885 | #N/A
FQ17018 | PR | CONTROL PLATE | #N/A
SA00038 | PR | TELESCOPIC RAIL ASSY RHS | 61
SA40672 | PR | EARTH PIN TQ-FR V | 61
SA42003 | Link | EARTHBAR TF3 FOR 3 PANEL | #N/A
SA42926 | Link | 4"BUS BAR 3Panel (JIT) | #N/A
SA42947 | Link | 4"BUSBAR LAST PANEL TQ3 (JIT) | #N/A
SA43170 | Link | HORZ E/BAR 6X50 AL 1P TF3 | #N/A
SA45472 | PR | VERTICAL EARTHBAR,M.S. TF900 | 61
SA45473 | PR | VERTICAL EARTHBAR LINK | 61
SA46331 | PR | EARTH LINK-TF900 | 61
SA50107 | PR | BUSBAR GRIP - MOULDED TF-FR | 40
SA50328 | PR | AUX BUSBAR SUPPORT TQ3 M | 61
SA50379 | PR | DROPPER SUPPORT TQ3 | 40
SA50431 | PR | JOINT SHROUD 4" BB &DROPPER TQ3 | 40
SA73031 | MS | BB SUPP.CHANNEL MID.&amp;BOT. SF TQ3 | 11
SA73085 | MS | CHANNEL TF3 | 11
SA73106#NEW | MS | BRACKET CABLE CLAMP SF TQ3 | 11
SA73159###U | MS | REAR DOOR U POWER | 11
SA73164 | MS | TOP COVER REAR (JIT) | 11
SA73250###U | MS | TOP COVER U POWER | 11
SA73281 | MS | BOTTOM PLATE - TQ3 | 11
SA73282 | MS | BOTTOM PLATE - TQ3 | 11
SA73283 | MS | BOTTOM PLATE UC RHS TQ3 | 11
SA73285 | MS | 3MM BOTTOM PLATE CBC SF TQ3 | 11
SA73287 | MS | BOTTOM PLATE - TQ3 | 11
SA73405###U | MS | REAR DOOR DROPPER PANEL U POWE | 11
SA73408###U | MS | TOP COVER FRONT U POWER | 11
SA73449#320 | MS | BRACKET-320W | 11
SA73494###U | MS | BARRIER VACANT COMPARTMENT U POWER | 11
SA73495###U | MS | BARRIER VACANT COMPARTMENT U POWER | 11
SA73555 | MS | END COVER RHS SF TQ3(JIT)TOP BB | 11
SA73606 | MS | DROP SHIELD SF TQ3(JIT) | 11
SA73611 | MS | REAR DOOR SF TQ (JIT) | 11
SA73612 | MS | REAR DOOR SF TQ3 (JIT) | 11
SA73614 | MS | DUMMY TRAY - TQ3 | 11
SA73861 | MS | BUSBAR SHIELD CBC SF TQ3 | 11
SA73970 | MS | BRACKET EARTHIN - TQ3 M | 11
SA74174 | MS | BOT. PLATE 320X900 FF | 11
SA74516 | MS | BARRIER(LHS REAR) ACB, TQ3FR (JIT) | 11
SA74568 | MS | BARRIER RHS REAR ACB IN TQ3 | 11
SA75609 | MS | COVER Z LINKS REAR BOTT TQ3 FRM4 SF TOP | 11
SA75644 | MS | Top Plate SF TB/BB (welded) | 11
SA75655 | MS | PARTITION RHS SF (welded) | 11
SA75765 | MS | Cross channel busbar support (welded) | 11
SA75768 | MS | Cross channel busbar support (welded) | 11
SA75776###U | MS | VERT.CHANNEL -.RHS FR/LHS RE TF3/TF9 | 11
SA92490###U | MS | COVER DROPPER PANEL TF3-FR (JIT) | 11
SA92491###U | MS | COVER DROPPER PANEL TF3-FR (JIT) | 11
SA94974 | MS | Vertical Channel assy. Rear Mid (welded) | 11
SA94976 | MS | op Assy. SF (welded) | 11
SH07251 | ODS | 2W,3P,SPRING RETURN,NON-LOCKABLE ODS SW. | 60
SH20004 | MS | BARRIER RISER LINK ( U POWER ACB ) | 11
SH21094 | MS | DIRECT LINK SHIELD | 11
SH21126TF93 | MS | BARRIER BETWEEN CABLE LINK ZONE & MTB | 11
SH21174#T16 | MS | RHS SIDE BARRIER ACB | 11
SH21176F138 | MS | REAR SIDE BARRIER-ACB U POWER | 11
SH21280 | MS | BOTTOM PLATE U-POWER TF900 | 11
SH21281SS2# | MS | BOTTOM PLATE U-POWER TF900 | 11
SH21282SS2# | MS | BOTTOM PLATE U-POWER TF900 | 11
SH21353 | MS | SIC MEMBER D/O V.T.MODULE U-POWER | 11
SH21354 | MS | BASE PLATE(D/O V.T.MODULE) U-POWER | 11
SH21355 | MS | RAIL MTG BRACKET U-POWER | 11
SH31045B1B4 | Link | DROPPER LINK B (UPTO 1600S ACB) | #N/A
SH31045R1B4 | Link | DROPPER LINK R (UPTO 1600S ACB) | #N/A
SH31047YB4A | Link | DROPPER LINK Y - UPTO 1600S ACB | #N/A
SH31048B1SA | Link | CONNECTING LINK RYB | #N/A
SH31048R1SA | Link | CONNECTING LINK RYB | #N/A
SH31048Y1SA | Link | CONNECTING LINK RYB | #N/A
SH31051B##A | Link | DROPPER ( U POWER ACB IN TF900) | #N/A
SH31060#35A | Link | ACB CRADLE LINK - U POWER (NEW BEZEL) | #N/A
SH31061S11A | Link | EARTH LINK - COUPLING | #N/A
SH31061S12A | Link | EARTH LINK COUPLING (TF9 + TQ3) | #N/A
SH31212N1S7 | Link | DIRECT LINK - N (U-POWER) | #N/A
SH31212N2S7 | Link | N LINK U POWER | #N/A
SH31457 | Link | VERTICAL CONNECTING LINK-N | #N/A
SH49065 | Link | FIRST 3 PNLS | #N/A
SH49641B1FA | Link | Z LINK SF 600mm DEEP | #N/A
SH49869N226 | Link | DROPPER N-U-ACB TF900 PNL WITH TOP 600MM | #N/A
SH49871B326 | Link | 3" DROPPER | #N/A
SH49871R326 | Link | 3" DROPPER - 'U' POWER PANEL | #N/A
SH49871Y326 | Link | 3" DROPPER | #N/A
SH49901Y1A1 | Link | O/G LINK --Y1 | #N/A
SH49901Y2A1 | Link | O/G LINK - Y2 | #N/A
SH57157F38W | PR | SUPPORT FOR LINKS 3200S 1050W | 40
SH67238P414 | PR | PULTRUTED SUPPORT | 40
SH77741 | MS | CONTACT | 11
SH77750 | MS | BRACKET CONTROL PLATE TQ3-M | 11
SH77890#8## | MS | BRACKET BOTTOM ACB | 11
SH78004SS2# | MS | BOTTOM PLATE | 11
SH78004SS3# | MS | BOTOOM PLATETF3 REAR RHS | 11
SH78005SS2# | MS | BOTTOM PLATE | 11
SH78005SS3# | MS | BOTOOM PLATE-0TF380W REAR LHS | 11
SH78006 | MS | BARRIER INT.COMP.-RHS (TF900) | 11
SH78007#8## | MS | BARRIER INTERCOMPARTMENT-LHS 600W TF900 | 11
SH78207 | MS | CLAMP FOR DROP SUPPORT | 11
SH78346 | MS | INTERPANNEL BARRIER U POWER | 11
SH78383 | MS | ACB MOUNTING CHANNEL TF900 UPOWER | 11
SH78849 | MS | INTERPANNEL BARRIER | 11
SH78850 | MS | I/P BARRIER LHS U POWER | 11
SH79089 | MS | CABLE CLAMP BRACKET - AOC | 11
SH79879B#M3 | MS | SHELL ASSEMBLY | 11
SH79895MS28 | MS | BARRIER ABOVE BREAKER 2000S 4P | 11
SH79896MS2# | MS | CABLE CLAMP | 11
SH79914#8FR | MS | ACB MOUNTING CHANNEL (TF900) | 11
SH79914#8RE | MS | ACB MOUNTING CHANNEL (TF900) | 11
SH79918##M2 | MS | CHANNEL DROP. BARRIER | 11
SH79919##M2 | MS | BARRIER ACB | 11
SH79920#M16 | MS | SIDE BASE PLATE TF900 FR1 3P 'U' POWER | 11
SH79921#M25 | MS | DROPPER SUPP. UPTO 1600S 3P ACB | 11
SH79921TM25 | MS | DROPPER SUPP. UPTO 1600S 3P ACB | 11
SH79922##M2 | MS | DROPPER BARRIER TOP (U POWER -TF900) | 11
SH79923##M2 | MS | DROPPER BARRIER IN ACB | 11
SH79924##M2 | MS | DROPPER BARRIER (U POWER ACB IN TF900) | 11
SH79926##M2 | MS | DROPPER REAR BARRIER IN ACB | 11
SH79927LM20 | MS | CABLE LINK CLAMP UPTO 1600S ACB | 11
SH79928B#M2 | MS | LINK SUPPORT UPTO 1600S ACB | 11
SH79928BDM2 | MS | LINK SUPPORT UPTO 1600S ACB | 11
SH79928DDM2 | MS | LINK SUPPORT UPTO 1600S ACB | 11
SH79930B#M3 | MS | BRACKET ( U POWER ACB ) | 11
SH79930D#M3 | MS | BRACKET UPTO 1600S ACB | 11
SH79931F9M2 | MS | CABLE CLAMP BRACKET UPTO 1600S ACB | 11
SH79937 | MS | INTERPANEL BARRIER RHS | 11
SH79969#8M2 | MS | INTER COMPARTMENT BARRIER 800/600W PNL. | 11
SH79969B8M2 | MS | INTER COMPARTMENT BARRIER 800/600W PNL. | 11
SH97893BOT8 | MS | COVER ASSY. BOTTOM | 11
SH97893TOP8 | MS | COVER ASSY. FRONT TOP | 11
SH97911 | MS | BASE ASSEMBLY | 11
SH97912 | MS | TOP ASSEMBLY (TF900) FOR U POWER ACB | 11
SH98988C01 | PKG | 19mm CRATE H=2595,W=1148,D=927,V=0.2463 | 20
SH98988C02 | PKG | 19MM CRATE H=2595,W=1948,D=927,V=0.332 | 20
SH98988C03 | PKG | 19MM CRATE H=2595,W=2748,D=927,V=0.432 | 20
SH98989C26 | PKG | 19MM CRATE H=2595,W=2368,D=1537,V=0.499 | 20
SK91185OOOO | PKG | Fuse pulling handle HF | 53
SPE0005800441 | Meter | AMMETER AE,0-800A,CLASS 1 | 60
SPE0020800001 | SEL SW | SALZER VSS DM 6 POSITIONS+OFF | 60
SPE0063300394 | Meter | 0-500V,PT OPERATED VOLTMETER | 60
SPE0072100008 | Relay | ABB VHXM22A,24V DC | 60
SPE0114400045 | Timer | MICON 225,24-240V AC/DC,2ASDT0,#GICEMCAT | 60
SPE0114400046 | Timer | MICON 225,24-240V AC/DC,2AODT5,#GICEMCAT | 60
SPE0117800708 | CT VT | 800A/5A,15VA,CL1,RESIN CAST (CLASS-E) | 60
SPE0200800016 | Relay | LG META MEC, DMP60-S220 RELAY | 60
SPE0200900002 | Relay | LG DMP EXTENSION CABLE,2M | 60
SPE0229300001 | PKG | FUSE PULLER,3NX1011 | 20
SPE0293500607 | SEL SW | SALZER S-AC STD,16A,2P,4POS SWITCH | 60
SPE0293500765 | SEL SW | SALZER S-AC STD,16A,2P,4POS SWITCH | 60
SPE0389200001 | Relay | ABB NT10 RELAY:1MYN569701-B | 60
SS94119OOBO | OLR | MN5 RELAY,9-15A | 53
ST24150 | PR | SPACER 7 ID X 10 OD X 23MM TF3 | #N/A
ST33346 | MS | BASE ASSY. WELDED TQ3 SF NPC | 11
ST41935OOOO | MOG | MPCB Rotary 20.0,50kA(MOG-H1M-2000) | 65
ST41937OOOO | MOG | MPCB Rotary 32.0,50kA(MOG-H1M-3200) | 65
SZS7574B#M2 | MS | DIRECT LINK SUPPORT | 11
SZU4864R1S7 | Link | DIRECT LINK-R1 U POWER OMEGA | #N/A
SZU4864R2S7 | Link | DIRECT LINK-R2 U POWER | #N/A
SZU4864Y1S7 | Link | DIRECT LINK-Y1 U POWER | #N/A
SZU4864Y2S7 | Link | DIRECT LINK-Y2 | #N/A
SZU4865B1B4 | Link | B/C RISER LINK - OMEGA FRMAE I | #N/A
SZU4865B2B4 | Link | B/C RISER LINK - OMEGA FRMAE I | #N/A
SZU4865R1B4 | Link | B/C RISER LINK - OMEGA FRMAE I | #N/A
SZU4865R2B4 | Link | B/C RISER LINK - OMEGA FRMAE I | #N/A
SZU4865Y1B4 | Link | B/C RISER LINK - OMEGA FRMAE I | #N/A
SZU4865Y2B4 | Link | B/C RISER LINK - OMEGA FRMAE I | #N/A
TF42842 | MS | CABLE CLAMP BRACKET (INNER C.L. SUPPORT) | 11
TF46150 | MS | BRACKET FOR REAR ANGLE DROPPER | 11
TF51960#320#BC | MS | BB SHIELD - 320 | 11
TF60611 | MS | BARRIER BETWEEN MTB AND CBC | 11
TF63787T7M6 | MS | DROPPER BARRIER REAR - TOP7500 MID600 | 11
TF64525 | PR | SUPPORT | 11
TQ30053 | MS | CONTROL PLATE | 11
TQ30211 | MS | CONTROL PLATE | 11
TQ41968 | MS | COVER PLATE FOR END COVER RHS/LHS TQ3 SF | 11
TQ44701#2P4 | Link | BUSBAR - TQ3 (2 PNL 4" FLAT) | #N/A
UW108NXB9200017616 | ACB | OMEGA FR1 800A N 3P EBR MTX1.5G | 51
UW108NXBA200017607 | ACB | OMEGA FR1 800A N 3P EBR | 51
UW112NXC0000016780 | ACB | OMEGA FR1 1250A N 3PCR | 51
UW112NXC0000017192 | ACB | OMEGA FR1 1250A N 3PCR | 51
XA90034 | PR | M6 NUT RETAINER ASSY - BIG TF3 M | 71
XT00137 | PR | ALU. STUD - 120.3 mm | 61
ACBJ3SCP3649-754C | ACB | ACB 1600 A , ELECTRICAL-(Motor oprtd-S. | 51
SPE0479300003 | Meter | SATECPM130EH+150HZACDCAO4 | 60
SPE0399400010 | Communication | BELDEN PATCHCORD:C5C4106012M | 60
SPE0186400003 | DIODE | POWER DIODE 25A,220V DC,WITH HEAT SINK | 61
XA90033 | PR | M6 NUT RETANER ASSY,SMALL TF3 M | 71
SPE0147300001 | TERMINAL | WAGO ADJACENT JUMPER 281-402 | 61
SL00347OOOO | Extra | Motor 220V DC | 51
SZP7226 | PR | CABLE LINK SUPPORT BOT.FOR SUP | #N/A
SH79580##02 | PR | RHS SIC SHROUD IN MODULE | 40
TQ61648 | PR | I/C SHROUD FOR FNX200/250-4P | 40
CF60476 | PR | CABLE LINK SHROUD | 40
TF50776##14 | PR | TERM. SHROUD FOR 1/4NV RELAY | 40
CF60418 | PR | SHROUD DROPPER LINK | 40
TF72495 | PR | RISER LINK SHROUD-DN2/DN3 MCCB | 40
TQ54671SAP | PR | SHROUD | 40
SA50527 | PR | FNX125/160 4P - TERMINAL SHROUD | 40
SA73532R | PR | NEUTRAL SHRUOD-DROPPER | 40
SA74644#PVC | PR | SHROUD | 40
TQ53213 | PR | I/C. SHROUD-FNX400 | 40
CF60450###2 | PR | WIRE WAY COVERING | #N/A
SA74796 | PR | RED PVC SHROUD FN630 I/C SUP TQ3 | 40
CQ60191F415 | PR | FRONT SHROUD | 40
SA73158R | PR | INSULATOR (END COVER) | 40
SZS7837#800 | PR | FRONT SHROUD | 40
SA74795 | PR | RED PVC SHROUD FN630 O/G SUP TQ3 | 40
SH79452##03T## | PR | DROPPER BARRIER -300H(TINTED POLY) | #N/A
SZQ7440 | PR | SHROUD - FEEDERS WITH FRAME TQ3 FORM IV | 40
SA73531 | PR | NEUTRAL SHROUD DROPPER TF3 | 40
TF75041#POL | PR | SHROUD | 40
CF60474 | PR | CRADLE BELOW FILLER PIECE | #N/A
SA74761 | PR | SHROUD BOTTOM DTH630 FIXED TQ3 | 40
SZP7524 | PR | SHROUD FOR DL250/400 SIZE600 D/O TQ3 | 40
TQ26649#POL | PR | SHROUD - DM100 | 40
TF74174 | PR | SHROUD | 40
TQ61648###N | PR | N SHROUD - FNX200/250-4P | 40
SA74537 | PR | SHROUD PT TQ3 | 40
SZP5234#500 | PR | SHROUD-250/500 SP CONTACT(500MM CHASS) | 40
CQ60114 | PR | SHROUD FOR TQ3 BTM BUS | 40
UW108NXBA200015938 | ACB | OMEGA FR1 800A N 3P EBR | 51
UW108NXC0000016594 | ACB | OMEGA FR1 800A N 3PCR | 51
UW340HFBA200016777 | ACB | OMEGA FR3 4000A H 4P100%N EBR | 51
UW340HFC0000016778 | ACB | OMEGA FR3 4000A H 4P100%NCR | 51
SPE0172600003 | Relay | ABB PSU14N-2X,220V DC,8NO + 6NC | 60
SPE0089500128 | Relay | MICOM P127AA1Z112FE0 | 60
SPE0089500127 | Relay | MICOM P123A00Z112EB0 | 60
SPE0375900003 | Relay | SCHNEIDER P9220ASZ112CD0 | 60
SPE0191500007 | Relay | PQ8NC2JW,220-250V DC,4N/O+2N/C | 60
SKE11BF8003B(M) | Relay | SKE11BF8003BCH RELAY,WD no: MBDZ608-1 | 60
SPE0245200008 | Relay | SCHNEIDER P220 RELAY,P220C00Z11200CA | 60
WDM303FDWA1 | Meter | 3P MF-A, CL1, 1A/5A, Aux 80-300V AC | 67
CS94138AOOO | MNX | MNX 140 CONTR.2NO+2NC 110V AC | 53
SZU4852RYB1 | Link | O/G LINK ADAPTOR | #N/A
SZU4852RYB2 | Link | O/G LINK ADAPTOR | #N/A
SH31318TP6C | Link | ADAPTOR TTRM FR3 OMEGA U-ACB IN TF3 | #N/A
SH31318TP5C | Link | ADAPTOR LINKS TTRM FR3 OMEGA IN TF3 | #N/A
SH31318TP4C | Link | ADAPTOR LINKS TTRM FR3 OMEGA IN TF3 | #N/A
SH31318TP3C | Link | ADAPTOR LINKS TTRM FR3 OMEGA IN TF3 | #N/A
SH31318TP2C | Link | ADAPTOR LINKS TTRM FR3 OMEGA IN TF3 | #N/A
SH31318TP1C | Link | ADAPTOR LINKS TTRM FR3 OMEGA IN TF3 | #N/A
BB2002DC | MCB | 2A DP C-curve 250V DC 6kA | 66
SB90669OOOO | FN | FN400 | 53
SS94662BOOO | MN0 | MN0 22E CONTR.RELAY 240V AC | 53
VTT11ZG8153B(M) | Relay | VTT11ZG8153(M) (MZDZ601-01-1) | 60
SPE0293500435 | SEL SW | SALZER D-DC STD,16A,4P,4POS SWITCH | 60
CS94198OOOO | MNX | MIL KIT MNX 95/140-M4 | 53
SH31318BP6C | Link | ADAPTOR FOR TOP/BOT TERMINAL TF3 OMEGA | #N/A
SH31318BP5C | Link | ADAPTOR FOR TOP/BOT TERMINAL TF3 OMEGA | #N/A
SH31318BP4C | Link | ADAPTOR FOR TOP/BOT TERMINAL TF3 OMEGA | #N/A
SH31318BP3C | Link | ADAPTOR FOR TOP/BOT TERMINAL TF3 OMEGA | #N/A
SH31318BP1C | Link | ADAPTOR FOR TOP/BOT TERMINAL TF3 OMEGA | #N/A
SH31318BP2C | Link | ADAPTOR FOR TOP/BOT TERMINAL TF3 OMEGA | #N/A
SPE0122400028 | OEN | 4R 24V DC 3 C/O,4R-3-24 | 60
SS94661BOOO | MN0 | MN0 31E CONTR.RELAY 240V AC | 53
SH31318TN2C | Link | ADAPTOR LINKS TTRM FR3 OMEGA IN TF3 | #N/A
SH31318TN1C | Link | ADAPTOR LINKS TTRM FR3 OMEGA IN TF3 | #N/A
SH31318TN3C | Link | ADAPTOR LINKS TTRM FR3 OMEGA IN TF3 | #N/A
SK95713OOOO | FN | S-D-F FN160 3PN DIN | 53
BB30020C | MCB | MCB 3P 2A "C" Curve 10kA | 53
SH97608OOPO | OLR | MN12 RELAY 135-225A | 53
SS94661AOOO | MN0 | MN0 31E CONTR.RELAY 110V AC | 53
CS965672OOO | MDX | MDX 3P 25A(AC3) 1NO 220V DC (BF2510D) | 53
SPE0183300002 | Relay | VSPD1,110V AC,AUTO RESET | 60
SH31318BN3C | Link | ADAPTOR FOR TOP/BOT TERMINAL TF3 OMEGA | #N/A
SH31318BN2C | Link | ADAPTOR FOR TOP/BOT TERMINAL TF3 OMEGA | #N/A
SH31318BN1C | Link | ADAPTOR FOR TOP/BOT TERMINAL TF3 OMEGA | #N/A
SF94335OOOO | FUSE | Fuselink HN size II 400A DIN | 53
SS94191AOOO | MNX | COIL-MN 9/9W/12/12W/16/16W 11OV AC | 53
SK95001OOOO | FN | S-D-F FN125 3PN DIN | 53
SPE0293501078 | SEL SW | SALZER D-DC STD,16A,8P,2POS SWITCH | 60
CL90696OOOO | Extra | Bezel Assy-Drawout Breaker;U-POW/OMEGA | 51
SF94939OOOO | FUSE | Fuselink HN size 00 160A DIN | 53
SS94662DOOO | MN0 | MN0 22E CONTR.RELAY 415V AC | 53
SPE0293501050 | SEL SW | SALZER D-DC STD,16A,9P,4POS SWITCH | 60
ST94985OOOO | MDX | AOB 1NO+1NC MDX / MPX (11G48111LT) | 53
SK91330OOOO | FN | Add on block FN630 | 53
CL00660OOOO | Extra | R-Lock Type-2; U-POW/OMEGA | 51
SPE0293501051 | SEL SW | SALZER D-DC STD,16A,6P,4POS SWITCH | 60
CS96568OOOO | MDX | Top AOB MDX 11E (9-110A) (BFX10 11) | 53
SK91259OOOO | FN | Handle FN400 Type A | 53
BB20320C | MCB | MCB 10kA DP C-curve 32A | 53
BB2016DC | MCB | 16A DP C-curve 250V DC 6kA | 66
SPE0108600004 | SEL SW | SALZER S-AC STD,25A,4P,4POS SW | 60
CL90927OOOO | Extra | Cradle R-Lock in any Position;U-POW/OMG | 51
SPE0293501060 | SEL SW | SALZER D-DC STD,16A,3P,4POS SWITCH | 60
CF40720 | LINK | ISOLATING NEUTRAL NTPC | #N/A
CF41956B101 | Link | O/G LINK UPTO 1250C B1 1:AOC (TF9 3/4P) | #N/A
CF41956R101 | Link | O/G LINK UPTO 1250C R1 1:AOC(3/4 P) | #N/A
CF41956Y101 | Link | O/G LINK UPTO 1250C Y2 1:AOC (TF9-3/4P) | #N/A
CF42233 | Link | B/C DROPPER | #N/A
CF44314###1 | Link | BUSBAR-RYBN | #N/A
CF60080##8W | PR | DIRECT LINK SPT - 1600C -3P | #N/A
CF72382 | MS | RELAY DOOR - 600H800W | 11
CF72900 | MS | RELAY DOOR - 450H800W | 11
CF73359 | MS | RELAY DOOR-450H 800W | 11
CF74598#100 | MS | TRAY FILLER PIECE WITH V.E.B WITH 100MM | 11
CM99997OOOO | DN | ACC DN3-630 Ext. NCT Adaptor Kit | 52
CQ40770AL06 | Link | 250SP ADAPTOR - FOR 50 &amp; 70 SQ MM 3. | #N/A
CQ41265 | LINK | RISER LINK-N | #N/A
CQ41266 | LINK | I/C LINK-N | #N/A
CQ71221 | MS | BRACKET SAL-63 | 11
CQ73023##MC | MS | PLATE FOR CBC-TQ3 FOR DN3-630 WITHIN PNL | 11
CQ73246 | MS | DOOR 800 | 11
DOM_LOOSEBOX4 | PKG | 610MMX455MMX480MM-V-0.078 | 20
SA10016##03 | PR | TUBE - 113.4 mm | 40
SA44396 | PR | ADAPTOR 125A O/G N TQ3 | 61
SA44397 | PR | ADAPTOR 125A O/G R TQ3 | 61
SA44398 | PR | ADAPTOR 125A O/G B &amp; Y TQ3 | 61
SA44470 | LINK | CABLE LINK N ACB IN TF900 | #N/A
SA45472NTPC | link | VERTICAL EARTHBAR TF900 NTPC | #N/A
SA45534R13P | LINK | AL R PH DROP. LNK UPTO 1600C 3P(RM3320) | #N/A
SA45534R23P | LINK | AL R PH DROP. LNK UPTO 1600C 3P(RM3320) | #N/A
SA45534Y13P | LINK | AL Y PH DROP. LNK UPTO 1600C 3P(RM3320) | #N/A
SA45534Y23P | LINK | AL Y PH DROP. LNK UPTO 1600C 3P(RM3320) | #N/A
SA45535B13PX | LINK | DROPPER LINK - B1 1600C NTPC | #N/A
SA45535B23PX | LINK | DROPPER LINK - B2 1600C NTPC | #N/A
SA46331NTPC | LINK | EARTH LINK1 TF900 NTPC | #N/A
SA50146 | LINK | O/G LINK SUPPORT | #N/A
SA50148 | PR | O/G LINK SUPPORT FB TQ V | #N/A
SA60337 | PR | RACKING SCREW - TQ3 M | 61
SA72450 | MS | NTER PNL BARRIER AOC TF3/TQ3 (JIT) | 11
SA73159 | MS | REAR DOOR - 800 WIDE PANEL | 11
SA74792X | MS | AUX BASE PLATE | 11
SA75770 | MS | END PIECE (FILLER) | 11
SH31231AL01 | link | EARTH BAR FISH PLATE | #N/A
SH49066W850 | LINK | BUSBAR | #N/A
SH67104 | PR | ALU. STUD - 71 mm | #N/A
SH98989C08 | PKG | 19MM CRATE H=2595,W=2048,D=1537,V=0.444 | 20
SH98989C16 | PKG | 19MM CRATE H=2595,W=1368,D=1537,V=0.349 | 20
SHP4007###A | link | VERTICAL EARTHBAR TQ3 AL | #N/A
SPE0047700004 | CT VT | VT INDCOIL 415R3 / 110R3 V CL 0.2/3P | 60
SPE0117800751 | CT VT | 160A/1A,7.5VA,CL0.5,RESIN CAST (CLASS-E) | 60
SPE0117800752 | CT VT | 630A/1A,7.5VA,CL0.5,RESIN CAST (CLASS-E) | 60
SPE0117802392 | CT VT | 630A/1A,7.5VA,CL0.2S,RESIN CAST (CLASS-E | 60
SPE0122801694 | PKG | 19MM CRATE (DOMESTIC),2595H,1227D,2048W | 20
SPE0122801700 | PKG | 19MM CRATE (DOMESTIC),2595H,1227D,2078W | 20
SPE0123800429 | CT VT | 630A/1A,7.5VA,5P20 CT | 60
SPE0123801256 | CT VT | 1000A/1A,7.5VA,5P20 CT | 60
SPE0147800072 | Meter | Rish Master 3430,AD : 100-250V AC/DC,343 | 60
SPE0147800073 | Meter | Rish Master 3430,AD : 100-250V AC/DC,343 | 60
SPE0293500080 | SEL SW | SALZER S-AC STD,32A,4P,4POS SWITCH | 60
SPE0437300004 | Communication | DLINK CABLE:-12.5M | 60
SPE0437300009 | Communication | DLINK CABLE:-3M | 60
SPE0437300012 | Communication | DLINK CABLE:-6M | 60
SPE0437300013 | Communication | DLINK CABLE:-7M | 60
ST34425OOVOM | MOG | MPCB ROTARY KNOB MNXG2 10A,50kA-S/C only | 65
SZR7369 | MS | BP FOR DN 3 | 11
SZR7370 | MS | BRACKET FOR BASE PLATE DN3 | 11
SZR7373###8 | MS | SIC BARRIER FOR DN3-630H B/C FIX | 11
SZS4489 | LINK | I/C LINK R,B FOR DN3-630H | #N/A
SZS4490 | LINK | I/C. LINK-Y | #N/A
SZS4491 | LINK | O/G. LINK RISER R | #N/A
SZS4492###B | LINK | O/G. LINK RISER B | #N/A
SZS4492###Y | LINK | O/G. LINK RISER Y | #N/A
SZS4498 | LINK | O/G. LINK-N | #N/A
SZS4513#####GF | LINK | I/C &O/G ADAPTORS - R & B(DN3 630H 3P) | #N/A
SZS4514#####GF | LINK | I/C &amp;O/G ADAPTOR - Y(DN3 630H 3P) | #N/A
SZS4539C630 | LINK | O/G. LINK-R | #N/A
SZS4540C630 | LINK | O/G. LINK-Y | #N/A
SZS4541C630 | LINK | O/G. LINK-B | #N/A
SZS4542C630 | LINK | O/G. LINK-N | #N/A
SZS7835T2 | MS | GLANDBOX-400MM FDR | 11
SZS7879TFTQ | MS | TRAY FILLER | 11
TF21984 | MS | BRACKET | 11
TF46728#AOC | MS | IP BARRIER - TOP | 11
TF54603Y1DF | LINK | DIRECT LINK Y (TF900 800-1600C 3P) | #N/A
TF54603Y2DF | LINK | DIRECT LINK Y (TF900 800-1600C 3P) | #N/A
TF54630NTPC | LINK | EARTHLINK2 TF900 NTPC | #N/A
TF73570N1DF | LINK | DIRECK LINK N - 1600C | #N/A
TQ30059 | MS | CONTROL PLATE | 11
TQ44701#2P4W85 | LINK | BUSBAR TQ3 - 850W | #N/A
TQ50377X | MS | DOOR 400 TQ3 D/O | 11
TQ56373 | MS | DOOR 200 HW | 11
XS00037 | PR | M4 X 16MM CHEESE HEAD SCREW | 61
XT00140##04 | PR | ALU. STUD - 164.2 mm | 61
CQ73846 | MS | TTB MOUTING BRACKET - JVS | 11
SA73487#RJ3 | MS | DROPPER BARRIER BREAKER - TF3 RIL J3 | 11
CF75903 | MS | RELAY DOOR 600H | 11
SZR7143 | MS | ANGLE FOR SHROUD 3200/4000A | 11
CF71738 | MS | BARRIER RISER - REAR | 11
ST28074 | MS | LOUVERED BOT COVER 320W TF3 PNL | 11
ST28073 | MS | LOUVERED TOP COVER 320W TF3 PNL | 11
CF75904 | MS | RELAY DOOR 600H | 11
SA73436#RJ3 | MS | CABLE CLAMP BRACKET 1400 D TF3 - RIL J3 | 11
TF53592 | MS | BRACKET FOR CT SUPPORT | 11
SA93542 | MS | REAR DOOR 800MM | 11
TF62004 | MS | INTER PNL. BARRIER-TF-3 | 11
CF71733 | MS | BARRIER - O/G LINK MID COMPT | 11
CF75812 | MS | REAR DOOR | 11
TF58563 | MS | REAR DOOR WITH LAMP | 11
TF74995##16 | MS | WIRE SUPPORTING PLATE FOR MTB FEEDER | 11
TF64072 | MS | CABLE LINK SUPP 800-1600C ACB IN TF3 DRP | 11
CF75900 | MS | RELAY DOOR 600H | 11
SA93543 | MS | REAR DOOR ASSEMBLY TF3 (JIT) | 11
TF74995##17 | MS | BRACKET FOR MTB CHANNEL MTG IN 800W PNL | 11
SA93537 | MS | HOOD ASSY. REAR 320 DROPPER PANEL - TF3 | 11
TF27170 | MS | BRACKET CABLE CLAMP | 11
SA73425 | MS | BARR.INTER COMPT.DROPP.TF3-FR(JIT) | 11
SA93542#2IL | MS | REAR DOOR ASSEMBLY | 11
TF51960#320 | MS | BB SHIELD - 320 | 11
CF75910#AL3 | MS | BOTTOM PLATE AL 3MM | 11
CF75911#AL3 | MS | BOTTOM PLATE-AL | 11
CF75898 | MS | ACB DOOR 600H | 11
TQ63052 | MS | AUX BASE PLATE-TQ3 | 11
TF22589RJ3 | MS | CABLE LINK CLAMP 800/1000/1250A | 11
CF71736 | MS | BRACKET - BTM PLATE SPT | 11
SZR7186#003 | MS | ANGLE FOR SHROUD 3200/4000A | 11
CQ73756 | MS | HINGE CONTROL PLATE | 11
SA73416 | MS | BOTPLATE REAR,DROPPER PNLTF3-FR(JIT | 11
CF71739 | MS | CABLE LINK SUPPORT - BOT | 11
SH77625#105 | MS | WIRE SUPPORT-1050W | 11
CF71734 | MS | BARRIER RISER - BOT | 11
CF75897 | MS | ACB DOOR 600H | 11
ST33764 | MS | BKT.DIR.LINK SUP.2500C | 11
SA93536 | MS | HOOD | 11
CF74659 | MS | BTM CHANNEL-TF3 BASE ASSLY | 11
SH21392 | MS | HORIZONTAL CHANNEL SUPPORT | 11
CF71742 | MS | CABLE LINK CLAMP - BOT | 11
CF71735 | MS | BRACKET - BTM PLATE | 11
CF75906 | MS | ACB DOOR 750H | 11
CF74533X | MS | OG LINK SHROUD-TF3 2TIER | 11
SA73414 | MS | TOP PLATE REAR,DROP.PNLTF3-FR(JIT) | 11
CF73931###1 | MS | SHIPPING SECTION TERMINAL BKT | 11
CF74537##T3 | MS | BOTTOM PLATE | 11
SZQ7648 | MS | BOTTOM PLATE-FR. TF 1400DX320W PNL | 11
CF75902 | MS | RELAY DOOR 450H | 11
SH77626X | MS | BRACKET-LH | 11
CQ73912 | MS | CONTROL PLATE | 11
CF71741 | MS | CABLE LINK SUPPORT - BOT MID | 11
SA93545 | MS | RELAY TOP COVER REAR - LOUVRED | 11
SA73415 | MS | BOTPLATE FRNT DROP.PANELTF3-FR(JIT) | 11
CF74540 | MS | BARRIER-RISER REAR | 11
TF50169#DRP | MS | 1C CABLE SUPPORT | 11
SA73459#RJ3 | MS | DROPPER LINK SUPPORT TF3 (JIT) | 11
CF71737 | MS | BRACKET - BTM PLATE SPT | 11
CF75905 | MS | ACB DOOR 750H | 11
SA73413 | MS | TOP PLATE - 320 W X 1400 D TF PANEL | 11
CF75899 | MS | RELAY DOOR 600 | 11
CF74539 | MS | RISER BARRIER-BTM FORM-IV TWO TIER | 11
CF71745###Y | MS | BELLOW PLATE - Y PH | 11
SZS7201##02 | MS | SIC COVER PLATE CBC - 200 | 11
CF74536##T3 | MS | BOTTOM PLATE | 11
CF71745###R | MS | BELLOW PLATE - R PH | 11
CF71744LHSR | MS | BELLOW PLATE - R PH | 11
CF75901 | MS | ACB DOOR 450H | 11
CF71745###B | MS | BELLOW PLATE - B PH | 11
CF74533###2 | MS | PARTITION-2 TIER TF3 NTPC | 11
SZR7186#004 | MS | ANGLE FOR SHROUD 3200/4000A | 11
CF71744RHSN | MS | BELLOW PLATE - N PH | 11
ST23389 | MS | CDG MANUFACTURING MATERIAL | 11
SH79457##09 | MS | SIC BARRIER RHS - SIZE 900 | 11
SH79457##02 | MS | SIC BARRIER - RHS | 11
ST33197 | MS | TOP ASSEMBLY WELDED(NPC) DROPPER PNL | 11
ST33212 | MS | BASE ASSY(WELDED) - 320X1400 PNL(NPC) | 11
SH31295LH4A | LINK | COUPLING BUSBAR-LHS | #N/A
CF43791 | LINK | BUSBAR-TF3 | #N/A
CF42172#MID | LINK | DROPPER - 2500C 4P | #N/A
CF43793 | LINK | BUSBAR-TF3 | #N/A
SH31295LH5A | LINK | COUPLING BUSBAR-LHS | #N/A
SH31295LH6A | LINK | COUPLING BUSBAR-TF3-LHS | #N/A
SA43174 | LINK | 6X50 CU EARTHBAR 1:800+1:320 | #N/A
TF50603 | LINK | CABLE LINK-R2 & Y2 (TOP FDR.) W/O AOC | #N/A
TF51331##Y6A## | LINK | DIRECT LINK-R5 (2500A 3P ACB) AT SS | #N/A
TF51331##Y5A## | LINK | DIRECT LINK-Y (2500A 3P ACB) AT SS | #N/A
TF51331##Y4A## | LINK | DIRECT LINK-Y (2500A 3P ACB) AT SS | #N/A
CF41556##R1 | LINK | CABLE LINK R1 BOT | #N/A
CF41555##B1 | LINK | CABLE LINK - B1 BOT | #N/A
TF55084##R6 | LINK | DIR LINK - R6 ( AT T/U ) | #N/A
CF41556##Y1 | LINK | CABLE LINK - Y1 BOT | #N/A
TF55084##R5 | LINK | DIR LINK - R5 ( AT T/U ) | #N/A
TF55084##R4 | LINK | DIRECT LINK-R4 | #N/A
TF51331##B6A## | LINK | DIRECT LINK-RYB (2500A 3P ACB) AT SS | #N/A
ST24090 | LINK | TEMPLATE FOR LINKS/BUSBARS | #N/A
TF51331##B5A## | LINK | DIRECT LINK-B (2500A 3P ACB) AT SS | #N/A
TF51331##B4A## | LINK | DIRECT LINK-B (2500A 3P ACB) AT SS | #N/A
TF62806#RJ3 | LINK | CABLE LINK N 800-1000C ACB DRO. CONN. | #N/A
TF55084##R3 | LINK | DIR LINK - R3 ( AT T/U ) | #N/A
SA44619#####TF | LINK | EARTH LINK FRONT FLUSH COUP. 6X50CU | #N/A
TF51331##Y3A## | LINK | DIRECT LINK-Y (2500A 3P ACB) AT SS | #N/A
TF55084##R2 | LINK | DIR LINK =- R2 ( AT T/U ) | #N/A
TF51331##Y2A## | LINK | DIRECT LINK-Y (2500A 3P ACB) AT SS | #N/A
TF51331##B3A## | LINK | DIRECT LINK-B (2500A 3P ACB) AT SS | #N/A
TF51331##B2A## | LINK | DIRECT LINK-B (2500A 3P ACB) AT SS | #N/A
SZS4370###A | LINK | BUSBAR RYB | #N/A
TF51331##Y1A## | LINK | DIRECT LINK-Y (2500A 3P ACB) AT SS | #N/A
TF55084##R1 | LINK | DIRECT LINK-R1 | #N/A
TF51331##B1A## | LINK | DIRECT LINK-B (2500A 3P ACB) AT SS | #N/A
ST24089 | LINK | TEMPLATE FOR LINKS/BUSBARS | #N/A
CF42386##R5 | LINK | DROPPER LINK -1250C(TF3 2 TIER FORM4) R | #N/A
TF50605 | LINK | CABLE LINK-B2 (TOP FDR.) W/O AO | #N/A
ST24088 | LINK | TEMPLATE FOR LINKS/BUSBARS | #N/A
CF42386##Y5 | LINK | DROPPER LINK -1250C(TF3 2 TIER FORM4) Y | #N/A
CF42386##R1 | LINK | DROPPER LINK -1250C(TF3 2 TIER FORM4) | #N/A
SA42665 | LINK | I/C LINK B PH. 1250A TF3 | #N/A
CF42386##Y1 | LINK | DROPPER LINK -1250C(TF3 2 TIER FORM4) | #N/A
SH31230CU02#TF | LINK | EARTHLINK -12X50 CU(100MM COLLAR) | #N/A
SA42660 | LINK | I/C LINK Y PH. 1250A TF3 | #N/A
TF55084N2SS | LINK | DIRECT LINK-N2 | #N/A
TF55084N3SS | LINK | DIRECT LINK-N3 | #N/A
CF42386##B5 | LINK | DROPPER LINK -1250C(TF3 2 TIER FORM4) B | #N/A
SH31230CU01#TF | LINK | EARTH LINK | #N/A
TF55084N1SS | LINK | DIRECT LINK-N1 | #N/A
TF55084##N1 | LINK | DIRECT LINK - N (2500C 4P IN MID 750) | #N/A
TF55084##N2 | LINK | DIRECT LINK - (2500C 4P IN MID 750) | #N/A
TF55084##N3 | LINK | DIRECT LINK - N (2500C 4P IN MID 750) | #N/A
CQ40647RB8# | LINK | ADAPTOR R | #N/A
TF55085 | LINK | HOR. LINK-N | #N/A
TF55086 | LINK | VERT. LINK-N | #N/A
SH31231CU01#TF | LINK | EARTH BAR 100MM COLLAR | #N/A
SA42655 | LINK | LINK I/C R PH. 1250A TF3 | #N/A
CF42386##B1 | LINK | DROPPER LINK - 1250C(TF3 2 TIER FORM4) | #N/A
CQ40647YB82 | LINK | ADAPTOR Y | #N/A
CQ40647BB82 | LINK | ADAPTOR B | #N/A
ST24197 | LINK | BOT TERM LINK N3 | #N/A
ST24196 | LINK | BOT TERM LINK N2 | #N/A
ST24195 | LINK | BOT TERM LINK N1 | #N/A
ST24087 | LINK | TEMPLATE FOR LINKS/BUSBARS | #N/A
ST24182 | LINK | BOT TERM LINK R6 | #N/A
ST24181 | LINK | BOT TERM LINK R5 | #N/A
ST24180 | LINK | BOT TERM LINK R4 | #N/A
CQ40647NB4# | LINK | ADAPTOR LINKS NEUTRAL BOT ENTRY | #N/A
ST24188 | LINK | BOT TERM LINK Y6 | #N/A
ST24187 | LINK | BOT TERM LINK Y5 | #N/A
ST24186 | LINK | BOT TERM LINK Y4 | #N/A
SH49129 | LINK | I/C LINK - N2 | #N/A
ST24194 | LINK | BOT TERM LINK B6 | #N/A
ST24193 | LINK | BOT TERM LINK B5 | #N/A
ST24191 | LINK | BOT TERM LINK B3 | #N/A
ST24192 | LINK | BOT TERM LINK B4 | #N/A
ST24179 | LINK | BOT TERM LINK R3 | #N/A
ST24178 | LINK | BOT TERM LINK R2 | #N/A
ST24177 | LINK | BOT TERM LINK R1 | #N/A
ST24183 | LINK | BOT TERM LINK Y1 | #N/A
SA42645 | LINK | RISER LINK R PH. 1250A TF3 | #N/A
TQ53562 | LINK | LINK-N | #N/A
ST24185 | LINK | BOT TERM LINK Y3 | #N/A
ST24184 | LINK | BOT TERM LINK Y2 | #N/A
ST24190 | LINK | BOT TERM LINK B2 | #N/A
ST24189 | LINK | BOT TERM LINK B1 | #N/A
SH49126N### | LINK | \/C LINK - N1 | #N/A
SA42642 | LINK | RISER LINK Y PH. 1250A TF3 | #N/A
TF72714 | LINK | N ISOLATION LINK | #N/A
SH31230AL01X | LINK | EARTHLINK | #N/A
SH31230AL02X | LINK | EARTHLINK | #N/A
SH30021##AL | LINK | FISH PLATE-EXT. E/B TERM. FOR 70MM E/C | #N/A
CQ41124#150 | LINK | BUSBAR-800+800+320 FOR TF9 ON BOTHSIDE | #N/A
ACBSCN1532-203 | ACB | ACB 1250 A , ELECTRICAL-(Motor oprtd-S. | 51
ACBSCN1532-212 | ACB | ACB 0800 A , ELECTRICAL-(Motor oprtd-S. | 51
ACBSCN1532-213 | ACB | ACB 0800 A , ELECTRICAL-(Motor oprtd-S. | 51
ACBSCN1532-263 | ACB | ACB 2500 A , ELECTRICAL-(Motor oprtd-S. | 51
ACBSCN1532-264 | ACB | ACB 2500 A , ELECTRICAL-(Motor oprtd-S. | 51
CF41555A1R1 | LINK | TOP &amp; BOTTOM CABLE LINK R &amp; B | #N/A
CF41555A1R2 | LINK | TOP &amp; BOTTOM CABLE LINK R &amp; B | #N/A
CF41557A1B1 | LINK | CABLE LINK - Y &amp; B - TOP | #N/A
CF41557A1B2 | LINK | CABLE LINK - Y &amp; B - TOP | #N/A
CF41557A1Y1 | LINK | CABLE LINK - Y &amp; B - TOP | #N/A
CF41557A1Y2 | LINK | CABLE LINK - Y &amp; B - TOP | #N/A
CF43081##14 | LINK | CABLE LINK | #N/A
CF43095 | LINK | SPACER 2 HOLES DRP CNT LINK | #N/A
CF442024MN1 | LINK | DIRECT LINKS - RYBN 3P/4P 2500C | #N/A
CF442024MN2 | LINK | DIRECT LINKS - RYBN 3P/4P 2500C | #N/A
CF442024MN3 | LINK | DIRECT LINKS - RYBN 3P/4P 2500C | #N/A
CF442024MN4 | LINK | DIRECT LINKS - RYBN 3P/4P 2500C | #N/A
CF442024MR1 | LINK | DIRECT LINKS - RYBN 3P/4P 2500C | #N/A
CF442024MR2 | LINK | DIRECT LINKS - RYBN 3P/4P 2500C | #N/A
CF442024MR3 | LINK | DIRECT LINKS - RYBN 3P/4P 2500C | #N/A
CF442024MR4 | LINK | DIRECT LINKS - RYBN 3P/4P 2500C | #N/A
CF442024MR5 | LINK | DIRECT LINKS - RYBN 3P/4P 2500C | #N/A
CF442024MR6 | LINK | DIRECT LINKS - RYBN 3P/4P 2500C | #N/A
CF442024MR7 | LINK | DIRECT LINKS - RYBN 3P/4P 2500C | #N/A
CF442024MR8 | LINK | DIRECT LINKS - RYBN 3P/4P 2500C | #N/A
CF44202CMB1 | LINK | DIRECT LINKS - RYBN 3P/4P 2500C | #N/A
CF44202CMB2 | LINK | DIRECT LINKS - RYBN 3P/4P 2500C | #N/A
CF44202CMB3 | LINK | DIRECT LINKS - RYBN 3P/4P 2500C | #N/A
CF44202CMB4 | LINK | DIRECT LINKS - RYBN 3P/4P 2500C | #N/A
CF44202CMB5 | LINK | DIRECT LINKS - RYBN 3P/4P 2500C | #N/A
CF44202CMB6 | LINK | DIRECT LINKS - RYBN 3P/4P 2500C | #N/A
CF44202CMB7 | LINK | DIRECT LINKS - RYBN 3P/4P 2500C | #N/A
CF44202CMB8 | LINK | DIRECT LINKS - RYBN 3P/4P 2500C | #N/A
CF44202CMY1 | LINK | DIRECT LINKS - RYBN 3P/4P 2500C | #N/A
CF44202CMY2 | LINK | DIRECT LINKS - RYBN 3P/4P 2500C | #N/A
CF44202CMY3 | LINK | DIRECT LINKS - RYBN 3P/4P 2500C | #N/A
CF44202CMY4 | LINK | DIRECT LINKS - RYBN 3P/4P 2500C | #N/A
CF44202CMY5 | LINK | DIRECT LINKS - RYBN 3P/4P 2500C | #N/A
CF44202CMY6 | LINK | DIRECT LINKS - RYBN 3P/4P 2500C | #N/A
CF44202CMY7 | LINK | DIRECT LINKS - RYBN 3P/4P 2500C | #N/A
CF44202CMY8 | LINK | DIRECT LINKS - RYBN 3P/4P 2500C | #N/A
CF44209 | LINK | VERTICAL LINK | #N/A
CF44460##B1 | LINK | 2500C 4P OG LINK - HZTL | #N/A
CF44460##B2 | LINK | 2500C 4P OG LINK - HZTL | #N/A
CF44460##B3 | LINK | 2500C 4P OG LINK - HZTL | #N/A
CF44460##R1 | LINK | 2500C 4P OG LINK - HZTL | #N/A
CF44460##R2 | LINK | 2500C 4P OG LINK - HZTL | #N/A
CF44460##R3 | LINK | 2500C 4P OG LINK - HZTL | #N/A
CF44460##R4 | LINK | 2500C 4P OG LINK - HZTL | #N/A
CF44460##Y1 | LINK | 2500C 4P OG LINK - HZTL | #N/A
CF44460##Y3 | LINK | 2500C 4P OG LINK - HZTL | #N/A
CF44460##Y4 | LINK | 2500C 4P OG LINK - HZTL | #N/A
CF44461 | LINK | 2500C 4P OG LINK - HZTL | #N/A
CF60042 | MS | DIRECT LINK SUPPORT | 11
CF60229 | PR | SUPPORT PULTRUDED 65KA R & Y | 40
CF73807 | MS | CABLE LINK SUPPORT - AOC | 11
CF73834###M | MS | CT MOUNTING PLATE SUPPORTING BKT | 11
CF74327 | MS | SHROUD FIXING BKT | 11
CF74533 | MS | OG LINK SHROUD-TF3 2TIER | 11
CF75916HHFR | MS | BOTTOM PLATE - NON_STD TF3 800W 1C CABLE | 11
CF75916HHRR | MS | BOTTOM PLATE - NON_STD TF3 800W 1C CABLE | 11
CF75928 | MS | MID BOTTOM PLATE - NON_STD TF3 800W | 11
CF75975 | MS | 450H RELAY DOOR | 11
CQ71988#250 | MS | BRACKET - SAL63 | 11
SA50284 | PR | JOINT SHROUD 6"BB TF3 | 40
SA50387A | PR | NON STD. GASKET CONTROL PLATE TQ3 | 61
SA73395 | MS | LINK CLAMP TF3 (JIT) | 11
SA73492 | MS | BARRIER V.C.SIZE 900 | 11
SA74336 | MS | CDG MANUFACTURING MATERIAL | 11
SA75038 | MS | BARRIER-INTERCOMPARTMENTAL- TF3 SUP | 11
SA94017NP## | PR | SAFETY SHUTTER (FORM IV) NO PADLOCK | 40
SH03530 | TERMINAL | END PLAT,CMT-EP, FOR MICRO TERMNL | 61
SH25053POLY | MS | DROPPER SHIELD BOT-BELOW DROPPER | 11
SH77628 | MS | BOTTOM PLATE | 11
SH98011RPAD | ACB | Cradle 1250S1 3P ECR WITH PADLOCKING-RI | 51
SPE0005800407 | METER | AMMETER AE,0-300-2400A,CLASS 1 | 60
SPE0005801700 | METER | AMMETERAE,0-350-2800A,CLASS 1,NOT APPLIC | 60
SPE0040600048 | METER | AMMETER,0-1250A,1A,SIF96,MI(AC),AE | 60
SPE0096700100 | CT VT | CTNEW 2500,1A,5,PROTECTION,CL.5P20,BPL,P | 60
SPE0107800884 | CT VT | 2500A/1A CLPS CTs | 60
SPE0117400006 | MCB | DX3 1C/O(4062 50) | 60
SPE0117800176 | CT VT | 2500A/1A,15VA,CL0.5,RESIN CAST (CLASS-E) | 60
SPE0117802554 | CT VT | 1250A/1A,15VA,CL0.5,RESIN CAST (CLASS-E) | 60
SPE0117802556 | CT VT | 300A/1A,15VA,CL0.5,RESIN CAST (CLASS-E) | 60
SPE0117802557 | CT VT | 350A/1A,15VA,CL0.5,RESIN CAST (CLASS-E) | 60
SPE0117802631 | CT VT | 2500A/1A,15VA,CL0.5,RESIN CAST (CLASS-E) | 60
SPE0123801704 | CT VT | 1250A/1A,5VA,5P20 CT | 60
SPE0123801706 | CT VT | 300A/1A,5VA,5P20 CT | 60
SPE0123801707 | CT VT | 350A/1A,5VA,5P20 CT | 60
SPE0123801749 | CT VT | 2500A/1A,5VA,5P20 CT | 60
SPE0143500134 | ELR | PROKDV ELR,85-275V AC/DC,65MM | 60
SPE0191500028 | RELAY | P8NCH2J,110V DC,4N/O+3N/C | 60
SPE0220500001 | GE Contactor | GE ADD ON CONTACT1NO (BCLF10) | 60
SPE0221100031 | GE Contactor | GE CONTACTOR, CL45D300MJ,40A,110V DC,3 P | 60
SPE0221500001 | GE Contactor | GE ADD ON CONTACT1NC (BCLF01) | 60
SPE0221600001 | GE Contactor | GE ADD ON CONTACT1NO+1NC (BCLL11 ) | 60
SPE0293500128 | Sel Sw | SALZER D-DC STD,16A,2P,4POS SWITCH | 60
SPE0293500666 | Sel Sw | SALZER D-DC STD,16A,3P,4POS SWITCH | 60
SPE0293501292 | Sel Sw | SALZER D-DC STD,16A,3P,4POS SWITCH | 60
SPE0410400003 | RELAY | GE F650 RELAY F650BFCF1G0HI6HE | 60
ST23925 | MS | 2500 4P SUPPORT | 11
SYNL080TF | VENDOR | PART ASSEMBLED SWITCHBOARD | #N/A
SYNL080TQ | VENDOR | PART ASSEMBLED SWITCHBOARD | #N/A
SYNL080TQMO1 | VENDOR | GENERIC FEEDER | #N/A
SYNL080TQSH1IH | TQ SHELL | FRAME ASSEMBLY | #N/A
SZP4410#####TF | LINK | EARTHBAR 320PNL | #N/A
SZP7793 | MS | CONTACT MTG. PLATE 125A 200MM FDR | 11
SZR4531 | LINK | HORIZONTAL LINK R PHASE | #N/A
SZR4532 | LINK | VERTICAL LINK R PHASE | #N/A
SZR7257##60 | MS | BARRIER BWTN POWER & CONT.CABLEING-600W | 11
TF51960#800 | MS | BUSBAR SHIELD - 800W W/O DIR & DRP LINK | 11
TF51960#800#BC | MS | BUSBAR SHIELD - 800W FOR MINIBUS SHIELD | 11
TF62307CU01#TF | LINK | EARTHBAR COUP - TQ3 + TF3 - WO 100MM COL | #N/A
TF62308CU###TF | LINK | SPACER EARTH BAR | #N/A
XA25058T3 | PR | GASKET NEOPRENE FLAT 20X3MM | 61
XS00200 | PR | M6 X 10MM CHEESE HEAD SCREW | 61
XS00238 | PR | M4 X 8MM SLOTTED CSK HEAD SCREW rohs | 61
8901010621 | PKG | Poly Bag TQSF 1/2 Pnl (refer DDS-5) | 20
CA71174ZX9X | MS | CABLE CLAMP BRACKET | 11
CA97932XXXX | PKG | SIC SCREW DRIVER | 60
CDM2888 | MS | INTERPHASE BARRIER-200 FORM IV | 11
CF44405##10 | LINK | BUSBAR-N | #N/A
CF44405##11 | LINK | BUSBAR-N | #N/A
CF44405##12 | LINK | BUSBAR-N | #N/A
CF44405##13 | LINK | BUSBAR-RYB | #N/A
CF44451 | LINK | BUSBAR | #N/A
CF72107##C1 | MS | HBB BELOW SHIELD | 11
CF72107##C2 | MS | HBB BELOW SHIELD | 11
CF73931###6 | MS | SHIPPING SECTION TERMINAL BKT | 11
CF74944#4P | MS | ACB GRADER SIDE FILLER PIECE | 11
CF75830 | MS | ACB DOOR -750 | 11
CF75831 | MS | ACB DOOR -750 | 11
CQ73779 | MS | DOOR 800H -FN250 | 11
CS94139BOOO | MNX | MNX 185 CONTR.2NO+2NC 240V AC | 53
LOOSEBOXCOVERBIG | PKG | LOOSE BOX PKG COVER 610X1016X762 MM | 20
SA44449 | LINK | DIRECT LINK N2 ACB IN TQ3 | #N/A
SA45532B1DF | LINK | DIRECT LINK B1 | #N/A
SA45532B2DF | LINK | DIRECT LINK B2 | #N/A
SA45532R1DF | LINK | DIRECT LINK R1 | #N/A
SA45532R2DF | LINK | DIRECT LINK R2 | #N/A
SA45532Y1DF | LINK | DIRECT LINK Y1 | #N/A
SA45532Y2DF | LINK | DIRECT LINK Y2 | #N/A
SA45534R33P | LINK | AL R PH DROP. LNK UPTO 1600C 3P(RM3320) | #N/A
SA45534Y33P | LINK | AL Y PH DROP. LNK UPTO 1600C 3P(RM3320) | #N/A
SA45535B13P | LINK | AL B PH DROP. LNK UPTO 1600C 3P(RM3320) | #N/A
SA45535B23P | LINK | AL B PH DROP. LNK UPTO 1600C 3P(RM3320) | #N/A
SA45535B33P | LINK | AL B PH DROP. LNK UPTO 1600C 3P(RM3320) | #N/A
SA45538B101#18 | LINK | 3C AL CLNK 1600C 3/4P 1AOC B:BTRM;N:TTRM | #N/A
SA45538B201#18 | LINK | 3C AL CLNK 1600C 3/4P 1AOC B:BTRM;N:TTR | #N/A
SA45538R101#18 | LINK | 3C AL CLNK 1600C 3/4P 1AOC R:BTRM;Y:TTRM | #N/A
SA45538R201#18 | LINK | 3C AL CLNK 1600C 3/4P 1AOC R:BTRM;Y:TTRM | #N/A
SA45538Y101#18 | LINK | 3C AL CLNK 1600C 3/4P 1AOC Y:BTRM;R:TTRM | #N/A
SA45538Y201#18 | LINK | 3C AL CLNK 1600C 3/4P 1AOC Y:BTRM;R:TTRM | #N/A
SA73141 | LINK | AUX BUSBAR SHIELD TD3 | #N/A
SA73449#600 | MS | CONTROL TERMINAL BKT-600W | 11
SA77765 | MS | BRACKET ACB Mtg.,FRONT - TF600W | 11
SA77766 | MS | BRACKET ACB Mtg.,REAR - TF600W | 11
SA77781 | MS | TOP COVER REAR - TF600W | 11
SA77787 | MS | REAR DOOR 600W | 11
SA94914BOT# | MS | COVER FRONT (BOT) - TF600W | 11
SA94914TOP# | MS | COVER FRONT (TOP) - TF600W | 11
SF90145OOOO | FUSE | Fuselink HF 4A Cylindrical | 53
SF94027OOOO | FUSE | Fuselink HN size 00 63A DIN | 53
SH07853 | OEN | OEN 3R-3-240 RELAY 240V AC TF | 60
SH25110 | MS | GLAND PLATE | 11
SH49061 | LINK | LAST 3 PNL | #N/A
SH77753F | MS | BASE PLATE 300MM-UNF | 11
SH78335##10 | MS | CABLE ALLEY BARRER 1000 250A O/G CONT. | 11
SH78335#A02 | MS | CABLE ALLEY BARRER 200 125A O/G CONT | 11
SH79457##08 | MS | SIC BARRIER RHS - SIZE 800 | 11
SH79457##10 | MS | SIC BARRIER RHS - SIZE 1000 | 11
SH79912 | MS | BRCKET BOTTOM 600W 900D | 11
SH97714 | MS | VACANT DOOR ASSY 1000MM TQ3 | 11
SH98989C14 | PKG | 19MM CRATE H=2595,W=1568,D=1227,V=0.331 | 20
SH98989C27 | PKG | 19MM CRATE H=2595,W=1968,D=1537,V=0.435 | 20
SH99377 | PR | CAMLOCK (PADLOCK INCLUDED | #N/A
SHP1145 | PKG | LOOSE BATTEN OF WOOD, SIZE 72X35X1930MM | 20
SPE0096700081 | CT VT | CTNEW 1250,1A,15,PROTECTION,CL.5P20,BPL, | 60
SPE0117800827 | CT VT | 1250A/1A,15VA,CL0.5,RESIN CAST (CLASS-E) | 60
SPE0117801128 | CT VT | 1250A/1A,15VA,CL0.5,RESIN CAST (CLASS-E) | 60
SPE0117802544 | CT VT | 150A/1A,15VA,CL0.5,RESIN CAST (CLASS-E) | 60
SPE0143500131 | ELR | PROKDV ELR,85-275V AC/DC,100MM | 60
SPE0280300015 | TERMINAL | CBT M5,PCC3 | 61
SZP4820 | LINK | CABLE LINK N 1AOC | #N/A
SZP7813MS2# | MS | BOTTOM PLATE REAR 600W 900D | 11
SZP7814MS2# | MS | BOTTOM PLATE FRONT-600W 900D | 11
SZP7815MS2# | MS | TOP PLATE-TF600-900D | 11
SZP9576 | MS | BASE ASSY WELDED 600W 900D | 11
SZP9577 | MS | TOP ASSY 600W 900D | 11
SZR7529 | MS | BARRIER BELLOW TOP HBB | 11
SZR7530 | MS | SUPPORT FOR HBB BARRIER | 11
SZS7201##08 | MS | SIC COVER PLATE CBC - 800 | 11
SZS7840CBC3800 | MS | BELLOW PLATE | 11
TF50258 | MS | VERTICAL CHANNEL ASSY. | 11
TF54603Y3DF | LINK | DIRECT LINK Y (TF900 800-1600C 3P) | #N/A
TF54603Y4DF | LINK | DIRECT LINK Y (TF900 800-1600C 3P) | #N/A
TF54604##Y1 | LINK | ADAPTOR LINK FOR DIRECT LINK Y | #N/A
TF54604##Y2 | LINK | ADAPTOR LINK FOR DIRECT LINK Y | #N/A
TF54604##Y3 | LINK | ADAPTOR LINK FOR DIRECT LINK Y | #N/A
TF54604##Y4 | LINK | ADAPTOR LINK FOR DIRECT LINK Y | #N/A
TF55187 | MS | IP BARRIER-RHS FRONT | 11
TF74988##16 | MS | BKT FOR MTB CHANNEL MOUNGING IN 600W PNL | 11
TF74995##19 | MS | RELAY VACANT DOOR 1800H 600W | 11
CA44005G160 | Link | BUSBAR - 10 X 150 CU - 1600L | #N/A
CA44005G110 | Link | BUSBAR - 10 X 150 CU - 1100L | #N/A
CA45160X410GP | Link | DIRECT LINK TO HBB 3200A | #N/A
CA44005G120 | Link | BUSBAR - 10 X 150 CU - 1200L | #N/A
TH41550X176 | Link | DROPPER-R,Y,B.N | #N/A
TH41982XXX1CGP | Link | OG LINK 3200A CU | #N/A
TH44804XXXX | Link | OG CABLE LINK-FR1-MID TIER | #N/A
TH41563XXX2 | Link | L SHAPE LINK DROPPER TO BUS | #N/A
CA45158XXX1GP | Link | I/C VERTICAl LINK_3200A | #N/A
CA41079ZHJ2 | Link | FISH PLATE - 5 X 165 | #N/A
CA41079ZHJ1 | Link | FISHPLATE - 5X165 | #N/A
TH44803MLJ2 | Link | BTM TR OG LNK B,Y &amp; R PHSE 3K CU OM | #N/A
TH42419XXXXGF | Link | SPACER - SPECIAL - NSRP | #N/A
CA43875XXX2 | Link | L SHAPE LINK DROPPER TO BUS CONNECTOR 30 | #N/A
CA44004G160 | Link | BUSBAR - 10 X 100 CU - 1600L | #N/A
CA44004G110 | Link | BUSBAR - 10 X 100 CU - 1100L | #N/A
TH44801MLJ3 | Link | CU OG-LINK RYB-FR1-OM-GMR-RYB | #N/A
TH44801MLJ2 | Link | CU OG-LINK RYB-FR1-OM-GMR-RYB | #N/A
CA41026XXXX | Link | SPACERS FOR DIRECT LINK | #N/A
CA43780HDD1 | Link | DROPPER-2T NW-RYBN | #N/A
CA43780HDA1 | Link | DROPPER-2T NW-RYBN | #N/A
TH44803MLJ1 | Link | BTM TR OG LNK B,Y &amp; R PHSE 3K CU OM | #N/A
TH44803MLJ3 | Link | BTM TR OG LNK B,Y &amp; R PHSE 3K CU OM | #N/A
CA41473MLJ1 | Link | OG LINK B,Y R | #N/A
CA43780HDB1 | Link | DROPPER-2T NW-RYBN | #N/A
CA45157XXX1GF | Link | 135A_MOFIED_PAD | #N/A
CA43780HDC1 | Link | DROPPER-2T NW-RYBN | #N/A
CA45157XXX2GF | Link | Reserved by DE2_THUNDER | #N/A
CA44004G120 | Link | BUSBAR - 10 X 100 CU - 1200L | #N/A
CA45162XXX1GF | Link | BOTTOM ADAPTOR 3200A | #N/A
TH41967Y1CD | Link | O/G LINKS - RYBN | #N/A
CA45162XXX2GF | Link | BOTTOM ADAPTOR 3200A | #N/A
CA41473MLJ2 | Link | OG LINK Y,R | #N/A
CA45157XXX3GF | Link | TOP ADAPTER_3200A_CU | #N/A
CA45157XXX4GF | Link | TOP ADAPTER_3200A_CU | #N/A
TH44802CLD1 | Link | CU OG-LINK RYB-FR1-OM-GMR-N | #N/A
CA42736USXX | Link | VEB-5x25 Cu-2400 H - 410 BB | #N/A
TH44801MLJ4 | Link | CU OG-LINK RYB-FR1-OM-GMR-RYB | #N/A
TH44801MLJ1 | Link | CU OG-LINK RYB-FR1-OM-GMR-RYB | #N/A
CA44003G160 | Link | BUSBAR - 10 X 50 CU - 1600L | #N/A
CA45162XXX3GF | Link | BOTTOM ADAPTOR 3200A | #N/A
TH41558XXX1 | Link | SPACER FOR DROPPER | #N/A
CA45162XXX4GF | Link | BOTTOM ADAPTOR 3200A | #N/A
CA45158XXX2GP | Link | I/C VERTICAl LINK_3200A | #N/A
CA44003G110 | Link | BUSBAR - 10 X 50 CU - 1100L | #N/A
TH45149CU14 | Link | SPACER - 5 X30 | #N/A
CA41687UY61 | Link | PCC HZ. EARTH BAR-CU-800, 800 | #N/A
TH41893C600 | Link | ADAPTER FOR DN2 FEEDER | #N/A
CA44003G120 | Link | BUSBAR - 10 X 50 CU - 1200L | #N/A
CA42703KLH1 | Link | DLINNK-FR1-CU-TOP-410BB-N1 | #N/A
CA42703KLH2 | Link | DLINNK-FR1-CU-TOP-410BB-N2 | #N/A
CA45161XXX9GP | Link | DIRECT LINK CU 4000A DDIL | #N/A
CA42702KLG2 | Link | DLINNK-FR1-CU-TOP-410BB-B2 | #N/A
CA45161XX10GP | Link | DIRECT LINK CU 4000A DDIL | #N/A
CA45161XXX8GP | Link | DIRECT LINK CU 4000A DDIL | #N/A
CA42702KLG1 | Link | DLINNK-FR1-CU-TOP-410BB-B1 | #N/A
CA43778BLC1 | Link | MID TR TO DPR LNK B & Y PHSE CU OM | #N/A
CA43778BLA2 | Link | MID TR TO DPR LNK B & Y PHSE CU OM | #N/A
CA43778BLC2 | Link | MID TR TO DPR LNK B & Y PHSE CU OM | #N/A
CA43778BLB2 | Link | MID TR TO DPR LNK B & Y PHSE CU OM | #N/A
CA43778BLB1 | Link | MID TR TO DPR LNK B & Y PHSE CU OM | #N/A
CA42702KLF2 | Link | DLINNK-FR1-CU-TOP-410BB-Y2 | #N/A
CA42702KLF1 | Link | DLINNK-FR1-CU-TOP-410BB-Y1 | #N/A
CA43779BLA1 | Link | MID TR TO DPR LNK R PHSE 3K CU OM | #N/A
CA43293UXXX | Link | HEB-VEB CONNECTOR LINK-COPPER | #N/A
CA43779BLA2 | Link | MID TR TO DPR LNK R PHSE 3K CU OM | #N/A
TH41967B1CD | Link | O/G LINKS - RYBN | #N/A
TH41967R1CD | Link | O/G LINKS - RYBN | #N/A
CA45159XXB1GP | Link | DL CONNECTOR 3200A | #N/A
CA45159XXB2GP | Link | DL CONNECTOR 3200A | #N/A
CA41687UY64 | Link | PCC HZ. EARTH BAR-CU-800, 300 | #N/A
CA41687UY66 | Link | PCC HZ. EARTH BAR-CU-600, 600 | #N/A
CA42702KLE2 | Link | DLINNK-FR1-CU-TOP-410BB-R2 | #N/A
CA42702KLE1 | Link | DLINNK-FR1-CU-TOP-410BB-R1 | #N/A
CA43778BLA1 | Link | MID TR TO DPR LNK B & Y PHSE CU OM | #N/A
CA45159XXB3GP | Link | DL CONNECTOR 3200A | #N/A
CA45159XXB4GP | Link | DL CONNECTOR 3200A | #N/A
TH41838R1CX | Link | I/C LINKS-R,Y,B.N | #N/A
CA45159XXY1GP | Link | DL CONNECTOR 3200A | #N/A
CA41473MLJ3 | Link | OG LINK B | #N/A
CA45159XXY2GP | Link | DL CONNECTOR 3200A | #N/A
CA45159XXY3GP | Link | DL CONNECTOR 3200A | #N/A
TH41838N1CX | Link | I/C LINKS-R,Y,B.N | #N/A
CA45159XXY4GP | Link | DL CONNECTOR 3200A | #N/A
TH41838Y1CX | Link | I/C LINKS-R,Y,B.N | #N/A
CA43777BLC2 | Link | RISER LINK Y &amp; B | #N/A
CA43777BLC1 | Link | RISER LINK Y &amp; B | #N/A
CA45159XXN2GP | Link | DL CONNECTOR 3200A | #N/A
CA45159XXR1GP | Link | DL CONNECTOR 3200A | #N/A
CA45159XXR2GP | Link | DL CONNECTOR 3200A | #N/A
CA45159XXN3GP | Link | DL CONNECTOR 3200A | #N/A
CA43777BLB2 | Link | RISER LINK Y &amp; B | #N/A
CA43777BLB1 | Link | RISER LINK Y &amp; B | #N/A
TH41838B1CX | Link | I/C LINKS-R,Y,B.N | #N/A
CA45159XXR3GP | Link | DL CONNECTOR 3200A | #N/A
CA45159XXR4GP | Link | DL CONNECTOR 3200A | #N/A
CA41023UXXX | Link | EARTHBAR TO BREAKER LINK | #N/A
CA41911UXX1 | Link | EARTH BAR FISH PLATE | #N/A
CA46297SYXC | Link | EARTHBAR EXTENSION LINK - CU | #N/A
CA43777BLA2 | Link | RISER LINK Y &amp; B | #N/A
CA43777BLA1 | Link | RISER LINK Y &amp; B | #N/A
CA41534XXXX | Link | SPACER FOR DIRECT LINK | #N/A
TH42079CXXX | Link | EARTHWIRE TERMINATION LINK | #N/A
CA41707UXX6 | Link | HEB SPACER | #N/A
CA74004AXXC | MS | CORNER VERTICAL PILLAR(2400 PANEL) | 11
CA72948XXXX | MS | REAR IP BARRIER 1000 D,410 B.C,2400 HT | 11
CA74003AXXC | MS | VERTICAL MIDDLE PILLAR(2400 PANEL) | 11
CA74055RX3B | MS | SIDE PARTITION - AOC | 11
CA91001C81X | MS | BASE ASSY (800 X 1000) | 11
CA91115G8XX | MS | REAR DOOR ASSY (800Wx2400H, 410BC) | 11
CA91115G6XX | MS | REAR DOOR ASSY (600Wx2400H, 410BC) | 11
CA71787Q244T2 | MS | FRONT IINTER PANEL BARRIER | 11
CA91011T842 | MS | COVER TOP (800W, 410BC) | 11
CA74003A8XX | MS | CROSSWISE CHANNEL - 800W | 11
CA74003AX1X | MS | through depthwise channel (1000d) | 11
TH90382B61X | MS | BASE FRAME ASSY. (600WX1000D) | 11
CA91002B81X | MS | TOP FRAME ASSY(800 X 1000) | 11
TH77489XXXX | MS | INTERCOMPARTMENT TRAY | 11
CA91624XXXX | MS | SPLIT LOUVERED REAR DOOR-LHS-2400-410-AS | 11
CA74003A6XX | MS | CROSSWISE CHANNEL - 600W | 11
CA91011T642 | MS | COVER TOP (600W, 410BC) | 11
CA71782RXXXT2 | MS | END COVER - TOP | 11
CA71783RX1BT2 | MS | END COVER- BOTTOM, RIGHT,2THK | 11
TH77492XXX1 | MS | TRAY EXTENSION | 11
CA91125G876 | MS | C COMP LOUVERED ASSY | 11
CA73802XXX1 | MS | ACB BASE PLATE-FR2-800W | 11
CA91625XXX2 | MS | 800 SPLIT LOUVERED REAR RHS-2400-410-AS | 11
CA91002B61X | MS | TOP ASSY(600 X 1000) | 11
CA75217XXXXT2 | MS | Reserved by DE1_CBE | 11
TH78208X209 | MS | ACB DOOR - 800W 640 H - 6:TYP'A+1:TYP'E+ | 11
TH76623XXXX | MS | DROPPER SUPPORTING CHANNEL | 11
CA71006B81XT2 | MS | TOP PLATE | 11
TH77099XX8X | MS | WIDTHWISE CABLE SUPPORT BRACKET - 800W | 11
CA71784RX1BT2 | MS | END COVER -BOTTOM, LEFT, 2THK | 11
TH78208X208 | MS | ACB DOOR - 800W 540 H - 6:TYP'A+1:TYP'E+ | 11
CA71006B86XT2 | MS | TOP PLATE | 11
CA91011G844 | MS | DOOR ASSEMBLY (VACANT) | 11
CA91114T842 | MS | COVER TOP WITH LOUVERS (800W, 410BC) | 11
CA74003AX1R | MS | REAR DEPTHWISE CHANNEL-1000 MM DEPTH | 11
CA75216QXX3T2 | MS | OG LINK ABOVE PARTITION-800W | 11
CA91114T832 | MS | COVER TOP/BTM WITH LOUVERS (800W, 310BC) | 11
CA74003A6XS | MS | CROSSWISE SUPPORT CHANNEL - 600W | 11
CA91114G832 | MS | Bottom cover | 11
TH77835XXXX | MS | DN2 WIRE BASE PLATE | 11
TH77776X230 | MS | BASE PLATE - DN2-250 | 11
CA91500B8XFF | MS | HOOD ASSEMBLY 800W FRONT-UNF | 11
CA91001C31X | MS | BASE FRAME ASSY(300 X 1000) | 11
CA71005C8XXT3 | MS | BOTTOM PLATE (FRONT-800 WIDE) | 11
CA91115G3XX | MS | REAR DOOR ASSY (300Wx2400H, 410BC) | 11
CA74003AXFX | MS | FRONT DEPTHWISE CHNL. | 11
CA91011T832 | MS | COVER TOP/BTM (800W, 310BC) | 11
TH78138X618X7 | MS | DOOR 300H 600W | 11
TH77833D224 | MS | INCOMING BARRIER | 11
CA91012G854 | MS | PCC ACB DOOR ASSLY. | 11
CA75264XXXXT2 | MS | HBB BELOW PARTITION-800W-FR1-2T | 11
TH76611AXXC | MS | VERTICAL MIDDLE PILLAR | 11
TH76620XXXX | MS | DROPPER CLAMP CHANNEL 1000D AL PANEL | 11
TH37086X300 | MS | BELLOW PLATE | 11
CA91121C83X | MS | BASE FRAME ASSY | 11
TH76676X30X | MS | REAR SHROUD FOR VACANT COMPARTMENT | 11
CA71006B61XT2 | MS | TOP REAR | 11
CA91002B31X | MS | TOP FRAME ASSY.(300 X 1000) | 11
TH77526X30X | MS | REAR BARRIER | 11
TH77099XX6X | MS | WIDTHWISE CABLE SUPPORT BRACKET - 600W | 11
CA73338XXXX | MS | FR1-OG LINK SUPPORT-GMR-600W | 11
CA74060F8XXT2 | MS | AUX BUS BOTTOM PARTITION: 800W | 11
CA72155XXX8 | MS | MNTG CHANNEL FOR CONTRO TERMINAL800W | 11
TH77794XXXX | MS | BELLOW PLATE FOR DN3 -630 | 11
CA74052Q8XXT2 | MS | AUX BUS MIDDLE PARTITION: 800W | 11
TH78138X618X6 | MS | DOOR 300H 600W | 11
CA75220XXXXT2 | MS | Reserved by DE1_CBE | 11
CA71006B66XT2 | MS | TOP FRONT | 11
CA91011T342 | MS | COVER TOP (300W, 410BC) | 11
CA72157X8XX | MS | Middle Fix Bottom Plate | 11
CA75214XXXX | MS | FRNT LHS -FR1-4P-800W-640H | 11
TH76611AZXX | MS | VERTICAL MIDDLE PILLAR | 11
TH76699XXXX | MS | I/P BARRIER FRONT 2400HT-410BBC | 11
CA75224XXXX | MS | Reserved by DE1_CBE | 11
TH77493XXXX | MS | TOP BARRIER | 11
CA71285C83XT3 | MS | BOTTOM PLATE - AOC T3 | 11
CA72152C8XLT3 | MS | BOTTOM PLATE FRONT-LHS | 11
CA72151C8XRT3 | MS | BOTTOM PLATE FRONT-RHS | 11
CA75123XXXX | MS | Reserved by 20001486 | 11
CA75221XXXX | MS | DROPPER COVERING PARTITION-TOP-TT | 11
CA73802XXX3 | MS | ACB Base Plate -FR2 -800W | 11
TH77002X8XP | MS | I/C Barrier - FRONT - BOTTOM COMPT | 11
TH78208X205X1 | MS | DOOR 360H 600W | 11
CA74057RX3X | MS | CABLE CLAMP BRACKET - RHS | 11
TH76612XXXX | MS | BOTTOM PLATE FRONT RHS | 11
CA91011G630 | MS | PCC REAR (VACANT) ASSLY | 11
CA75216QXX4T2 | MS | OG LINK ABOVE PARTITION-800W | 11
CA75219XXXXT2 | MS | IC REAR VERTICAL PARTITION-TP | 11
CA73339XXXX | MS | FR1-OG LINK SUPPORT-GMR-600W-TOP1 | 11
CA73329C810T3 | MS | Rear LHS Bottom plate | 11
CA75253XXXX | MS | Reserved by DE1_CBE | 11
CA75583QXX1T2 | MS | OG REAR VERTICAL PARTITION-2T-M-800W | 11
CA75218XXXXT2 | MS | Reserved by DE1_CBE | 11
CA71284B83XT2 | MS | TOP PLATE - AOC | 11
CA74003A1XX | MS | CROSSWISE CHANNEL(MAIN PANNEL 1000W) | 11
CA91120B83X | MS | TOP FRAME ASSEMBLY | 11
TH79031X350T2 | MS | A COMP PARTITION EXTRA HBB SUPPORT | 11
CA75585XXXX | MS | OG LINK-2T-M-BOT SPRT CHNL-4P-800W | 11
CA74003A3XX | MS | CROSSWISE CHANNEL(DROPPER PANNEL 300W) | 11
CA75226XXXX | MS | FR1-OG LINK SUPPORT | 11
TH76011XXXXT2 | MS | MCCB &amp;amp; THERMOSTAT MTG BKT | 11
CA71540XXXX | MS | DRPR CLAMP CHANNEL | 11
CA91011G356 | MS | DOOR ASSEMBLY (VACANT) | 11
TH78208X207 | MS | 300 W 560 H- 1:SAL-48+1:SAL-64 | 11
CA74052Q6XXT2 | MS | AUX BUS MIDDLE PARTITION: 600W | 11
TH77889X636 | MS | DN2 WIRE BASE PLATE | 11
TH77001XXXP | MS | TRAY 'C' COMPT - RHS | 11
TH79061XX8XT2 | MS | AOC BELOW BUSBAR PARTITION - 800 | 11
CA75502AXX2 | MS | L - CHANNEL - SHROUD FIXING | 11
TH76938X600 | MS | DROPPER BARRIER - BOT - REAR | 11
CA71006B36XT2 | MS | 300 W- FRONT TOP PLATE,1000 DEPTH | 11
CA74077F6XXT2 | MS | AUX BUS BASE PLATE: 600W | 11
CA74077F8XXT2 | MS | AUX BUS BARRIER | 11
TH76615XXXXT3 | MS | BOTTOM PLATE-REAR | 11
CA75493QX8XT2 | MS | REAR & BOTTOM SHROUD - TOP DUCT | 11
CA73803XXX1T2 | MS | ACB LHS partition | 11
TH77789XXXX | MS | DN2 WIRE SHROUD TOP | 11
TH78138X618X5 | MS | MCCB DOOR | 11
TH77000X356T2 | MS | VERTICAL BASE PLATE FOR C COMPT | 11
CA74056RX3X | MS | CABLE CLAMP BRACKET - LHS | 11
TH37087M230 | MS | I/C BARRIER - MCCB FEEDERS | 11
TH76674X30X | MS | MOUNTING PLATE-MCCB-DN3 | 11
TH78208X206 | MS | 300 W 500 H- 9: TYP'A + 1: TYP'E | 11
TH76707XXX8 | MS | ROLL FORM CHANNEL | 11
CA91011T332 | MS | COVER TOP/BTM (300W, 310BC) | 11
TH77890X636 | MS | GLAND PLATE | 11
TH77916M623 | MS | I/C BARRIER -FOR MCCBS | 11
TH76614XXXX | MS | BOTTOM PLATE MIDDLE LHS | 11
CA73228QX30 | MS | IC BARRIER - IP 40 | 11
CA72010X3XX | MS | BARRIER - HORIZONTAL BOTTOM | 11
CA72177C310 | MS | Bottom Plate for rear side | 11
CA71006B31XT2 | MS | 300 W- REAR TOP PLATE,1000 DEPTH | 11
TH77000X844T2 | MS | VRL BASEPL FOR C-COMPT WITH VT MODULE | 11
CA71209XX8XT2 | MS | TERMINAL COMP. PARTITION | 11
TH76803L800 | MS | OG SUPPORTING CHANEL FR2 4P | 11
CA74003A453 | MS | ROLL FORMING CHANNEL 460D | 11
TH37033XXXXT2 | MS | SLOTTED REAR PARTITION 2 | 11
CA75091PX8XT2 | MS | HOR SHROUD FIXING CHANNEL | 11
CA75587XXXX | MS | OG VERT LINK-SPRT-CHNL-FRONT-800W-CU | 11
CA75598XXXX | MS | CABLE LINK SPRT CHNL-BOT-2T-M-CU-800W | 11
TH77018X876T2 | MS | SLOTTED VERTICAL BASEPLATE - 800W 760H | 11
TH76613XXXX | MS | BOTTOM PLATE FRONT LHS | 11
CA72011X356T2 | MS | VERTICAL BASE PLATE | 11
TH76804X800 | MS | CLAMP CHANEEl FOR DIRECT LINK | 11
CA74060F6XXT2 | MS | AUX BUS BOTTOM PARTITION: 600W | 11
CA75596PX6X | MS | FR1-2T-ACB SHROUD FIXING BRACKET | 11
CA71209XX3XT2 | MS | PARTITION BETWEEN CONTROL TERMINAL &amp; | 11
TH76642X410 | MS | TOP REAR BARRIER | 11
CQ72280 | MS | BRACKET FOR SOCKET BOX | 11
CA74003A553 | MS | ROLL FORMING CHANNEL-560D | 11
CA75222XXXX | MS | DROPPER COVERING PARTITION-MID1 | 11
CA74003A173 | MS | ROLL FORMING CHANNEL-180D | 11
CA74003A353 | MS | MIDPILLAR CHANNELS | 11
ST46596 | MS | ACB LHS MOUNTING PLATE-FR2 | 11
CA72163C810T3 | MS | Rear RHS Bottom Plate | 11
CA75229XXXX | MS | AOC BRACKET-2t | 11
CA75225XXXX | MS | FR1-OG LINK SUPPORT-top | 11
CA74003A333 | MS | ROLL FORMING CHANNEL-340D | 11
TH37034XXXXT2 | MS | SLOTTED REAR PARTITION 3 | 11
CA74077F3XXT2 | MS | AUX BUS BASE PLATE: 300W | 11
CA75421XXXX | MS | SPLIT DOOR CHANNEL-REAR | 11
TH77526X24X | MS | REAR BARRIER | 11
TH76676X24X | MS | REAR BARRIER | 11
CA75223XXXXT2 | MS | DROPPER COVERING PARTITION-MID2-UNF | 11
TH77891XXXX | MS | AUXBUS PLATE | 11
CA75588XXXX | MS | OG VERT LINK-SPRT-CHNL-REAR-800W-CU | 11
CA75597XXXX | MS | CABLE LINK SPRT CHNL-2T-M-TOP-800W-CU | 11
TH90542XXXX | MS | DOOR ASM (VACANT) | 11
TH77904X803T2 | MS | SLOTTED REAR PARTITION 3 | 11
TH76707XXX7 | MS | ROLL FORM CHANNEL | 11
TH77003X3XX | MS | LHS I/C BARRIER FOR VT MODULE | 11
TH77171XXXS | MS | RHS I/C BARRIER FOR VT MODULE | 11
CA74003A253 | MS | CHNL CBC 300 W -JIFCO | 11
TH76707XXX9 | MS | ROLL FORM CHANNEL | 11
CA72791XXX2 | MS | SPRTING BRACKET-DLINK-FR1-OMEGA-TOP-CU | 11
CA72154XXXX | MS | CONTROL TERMINAL BRACKET LHS | 11
CA74289XXXX | MS | fr1-LHS- PARTITION | 11
CA73326X8XXT2 | MS | A COMP VERTICAL PARTITION-SLOTTED | 11
TH76940XXXX | MS | DROPPER BARRIER - BOT - FRONT | 11
TH76805X800 | MS | SPRTNG CHNL OG LINK 3200A CU | 11
CA74003AX3X | MS | DEPTHWISE SUPPORT CHANNEL -300MM AOC | 11
CA71180ZXXX | MS | BRACKET SPACE HEATRE | 11
CA75260XXXX | MS | BT-IC LINK SUPPORT2-FR1 | 11
TH76631XXXX | MS | L-BRACKET | 11
TH77904X801T2 | MS | SLOTTED REAR PARTITION 2 | 11
CA71005C3XX | MS | BOTTOM PLATE REAR | 11
CA72157X3XX | MS | MIddle Fix Bottom plate | 11
TH77904X802T2 | MS | SLOTTED REAR PARTITION 2 | 11
CA75691XXXX | MS | CHANEEL_SUPPORT_3200A | 11
TH76648XXXXT2 | MS | AUX BUS BASE PLATE- SINGLE HOUSING | 11
TH79032Q3XXT2 | MS | REAR BUSBAR SHIELD - 600 W 1000 W | 11
TH77907D263 | MS | HINGE PLATE | 11
CA71322QX80T2 | MS | I/C BARRIER | 11
TH77172X8XS | MS | LHS IC BARRIER - 800W | 11
CA74052Q3XXT2 | MS | AUX BUS MIDDLE PARTITION: 300W | 11
CA71296ZXXX | MS | BRACKET BC PULTRUDED SUPPORT | 11
CA75215XXXX | MS | Reserved by DE1_CBE | 11
CA74060F3XXT2 | MS | AUX BUS BOTTOM BASE PLATE | 11
TH37035XXXXT2 | MS | BUSBAR PARTITION 310BC | 11
TH79033X1XXT2 | MS | REAR BUSBAR SHIELD FIXING BKT | 11
TH77833DW36 | MS | INCOMING BARRIER | 11
TH76625XXXXT2 | MS | L-BRACKET | 11
TH76939X600 | MS | DROPPER BARRIER - BOT - FRONT | 11
TH77487X260 | MS | INTER COMPARTMENT BARRIER | 11
CA72152C3XL | MS | BOTTOM PLATE FRONT-LHS | 11
CA72151C3XR | MS | BOTTOM PLATE FRONT-RHS | 11
TH77527X30S | MS | SIDE PARTITION | 11
CA71392XXXX | MS | BRACKET PARTITIONS 2T AL | 11
TH77526X236 | MS | REAR BARRIER | 11
ST46705 | MS | CONTROL TERMINAL BRACKET RHS | 11
CA74003AX1S | MS | DEPTHWISE SUPPORT CHANNEL - 100MM | 11
TH76676X36X | MS | REAR SHROUD FOR VACANT COMPARTMENT | 11
TH76643X26X | MS | LHS PLATE-BOTTOM COMPARTMENT | 11
TH76647XXXXT3 | MS | FRONT GLAND PLATE-CONTROL TERMINALS | 11
TH77527X24S | MS | SIDE PARTITION | 11
TH76646XXXXT2 | MS | AUX BUS PARTITION -BOTTOM | 11
CA73312XXX2T2 | MS | BRACKET - RHS SIDE OF 1000 W A COMPARTME | 11
ST46706 | MS | BRACKET_CONTROL TERMINALS | 11
CA73603XXXX | MS | DOOR BRACKET-CAMLOCK | 11
TH77908XXXX | MS | BRACKET FOR SUPPORTING | 11
TH37074XXXX | MS | SUPPORT FOR HINGE PLATE MTG | 11
TH36390XXXX | MS | PCC CONTROL TERMINAL MOUNTING BKT | 11
TH77527X36S | MS | SIDE PARTITION | 11
TH77899XXXX | MS | PARTITION BRACKET | 11
TH77900XXXX | MS | PARTITION BRACKET | 11
TH76732LENCT2 | MS | DDNIL - EXTENSION PIECE - 410 BBC | 11
TH76733RENCT2 | MS | FRONT LHS AUX BUS PARTITION-ENDCOVER | 11
CA75586XXXX | MS | OG LINK-2T-M-TOP SPRT CLAMP-4P-800W | 11
CA54027UHDD | PR | BUSBAR SUPPORT FOR 10X150 (SLEEVED) | #N/A
CA94017ZXXX | PR | CONNECTOR ASSEMBLY (HEXAGONAL) | #N/A
XN00485 | PR | M8 Full Hexagonal Nutsert | 61
CA94014MXXX | PR | CAMLOCK ASSEMBLY - T-ERA - LEFT HINGED | #N/A
CA94016 | PR | SCREW ASSY | #N/A
CA54014VHAB | PR | 150 bus sprt-10x100+10x50-sleeved | #N/A
TH00049XXXX | PR | T-ERA Cu AUXBUS 2m LENGTH (CA44001XXXX P | #N/A
CA74659XXXX | PR | HINGE BRACKET | #N/A
CA61696XXX1 | PR | DROPPER SUPPORT-SINGLE FLAT-DDNIL-4P | #N/A
CA61697XXX1 | PR | DROPPER SUPPORT-SINGLE FLAT-DDIL-4P | #N/A
CA56130XXXX | PR | GUTKA SUPPORT-55MM-80PITCH VBB | #N/A
CA64026XXXX | PR | NUT PLATE ( 10X150 BUS ) | #N/A
CA61050XXXX | PR | PULTRUD SUPPORT FOR DIRECT LINK | 40
XT00147X165 | PR | ALU. STUD - 184.8 mm | 61
TH50626XXX4 | PR | PULTRUDED SUPPORT | 40
TH00050XXXX | PR | T-ERA AUXBUS HOUSING 2m (CA5400VXXX PROF | #N/A
CA66058XXXX | PR | Al SPACER -80kA Al BUSBAR SUPPORT | #N/A
CA64020X165 | PR | TUBE - 184.8 mm | #N/A
CA61643XXX1 | PR | HEX SCREW-COUPLING | #N/A
CA64027XXXX | PR | PRESSURE PLATE ( 10X150 BUS ) | #N/A
CA64018LXXX | PR | HINGE PIN | #N/A
TH50880XXXX | PR | PULTRUTED SUPPORT FOR FR2 3200A 50% N | 40
CA71579XXXX | PR | PRESS PLATE | #N/A
CA65001XXXX | PR | PULTRUDED SUPPORT 5X3GR-5000A | 40
CA61673XXXX | PR | PULTRUDED SUPPORT IC LINK‐2 | 40
SA50242 | PR | NYLON PLUG FOR DROPPER TF3 | 40
CA61672XXXX | PR | PULTRUDED SUPPORT IC LINK‐1 | 40
CA74068LXXX | PR | hing bush | #N/A
CA54002VXXX | PR | CLAMP | #N/A
CA65002XXXX | PR | FR1 PULTRUDED SUPPORT | 40
CA73354XXXX | PR | 4 SLOT METAL GRIP | #N/A
CA71095QDXX | PR | BRACKET V.EARTHBAR | 61
BB40320C | MCB | MCB 10kA FP C-curve 32A | 53
CA43780HDA2 | Link | DROPPER-2T NW-RYBN | #N/A
CA43780HDB2 | Link | DROPPER-2T NW-RYBN | #N/A
CA43780HDC2 | Link | DROPPER-2T NW-RYBN | #N/A
CA43780HDD2 | Link | DROPPER-2T NW-RYBN | #N/A
CA71569XXXX | PR | NUT PLATE | #N/A
CA71570XXXX | PR | PRESSURE PLATE | #N/A
CA71797XXXX | PR | VER. SUPPORTING CHNL METAL PRTN | #N/A
CA73667XXX1 | MS | BUSBAR SHROUD BRACKET-410 | 11
CA75216QXX3 | PR | OG LINK ABOVE PARTITION-800W | 40
CA75217XXXX | PR | BELLOW OG LINK TOP TR PARTITION FR1 | 40
CM92007OOOO | DN | ACC SPREADER TERMINALS-DU250/DN2/DN1 4P | 52
CM92156OOOOAG | DN | MCCB dsine DN2-250N 250A 4P MTX 2.0 | 52
CM92158OOOOAG | DN | MCCB dsine DN2-250N 100A 4P MTX 2.0 | 52
CM92159OOOOAG | DN | MCCB dsine DN2-250N 63A 4P MTX 2.0 | 52
SA42056 | PR | EARTH LINK DF | 61
SH00024E07R | CT VT | 1000-1250/1A 15VA CL1 BPL RC CT | 60
SPE0108600321 | SEL SW | SALZER 16 A, 2 POLE, 4 POSITION | 60
SPE0114500001 | TIMER | FM1 QUARTZ TIMER, 240V AC | 60
SPE0117802490 | CT VT | 3200A/1A,15VA,CL1,RESIN CAST (CLASS-E) | 60
SPE0132200511 | WIRE | 1.5SQMM,GREY,FRLS,650/1100V PVC WIRE | 72
SPE0132200515 | WIRE | 2.5SQMM,GREY,FRLS,650/1100V PVC WIRE | 72
SPE0132200516 | WIRE | 2.5SQMM,GRN/YLW,FRLS,650/1100V PVC WIRE | 72
SPE0132200518 | WIRE | 6SQMM,GREY,FRLS,650/1100V PVC WIRE | 72
SPE0132200520 | WIRE | 16SQMM,GREY,FRLS,650/1100V PVC WIRE | 72
SPE0132200522 | WIRE | 35SQMM,GREY,FRLS,650/1100V PVC WIRE | 72
SPE0186200016 | PR | HEAT SHRINKABLE SLEEVE,4.8 MM,YELLOW | #N/A
SPE0293500609 | SEL SW | SALZER S-AC STD,16A,2P,4POS SWITCH | 60
SYES010TS | VENDOR | PART ASSEMBLED SWITCHBOARD | #N/A
TH37034XXXX | MS | SLOTTED REAR PARTITION 3 | 11
TH38581XXXX | MS | PROK-DV CBCT MOUNTING BRACKET | 11
TH38754XXXX | MS | SLOTTED REAR PARTITION 2 | 11
TH41503XXXX | Link | SPACER - 18 DIA | #N/A
TH44901XXXX | Link | OG LINK 3200A CU- | #N/A
TH77884XXXX | MS | BRACKET FOR SUPPORTING | 11
TH79061XX8X | MS | AOC BELOW BUSBAR PARTITION - 800 | 11
UW112NFB8200017667 | ACB | OMEGA FR1 1250A N 4P100%N EBR MTX1.0G | 51
UW112NFC0000017668 | ACB | OMEGA FR1 1250A N 4P100%NCR | 51
UW232SFB8200017664 | ACB | OMEGA FR2 3200A S 4P100%N EBR MTX1.0G | 51
UW232SFC0000017666 | ACB | OMEGA FR2 3200A S 4P100%NCR | 51
WL440010OOOO | Meter | MFM 4400 LED meter Cl 1 without RS485 | 53
XM81046 | Toggle Sw | ROCKER SWITCH | 61
CA71005C3XXT3 | MS | BOTTOM PLATE - FRONT 300W | 11
CA71005C6XXT3 | MS | BOTTOM PLATE (FRONT-600 WIDE) | 11
CA71209XX3X | MS | TERMINAL COMP. PARTITION - 300w | 11
CA71209XX6X | MS | TERMINAL COMP. PARTITION 600W | 11
CA71787Q243 | MS | FRONT IINTER PANEL BARRIER | 11
CA72011X356 | MS | VERTICAL BASEPLATE FOR BC | 11
CA72151C3XRT3 | MS | BOTTOM PLATE FRONT-RHS | 11
CA72151C6XRT3 | MS | BOTTOM PLATE FRONT-RHS | 11
CA72152C3XLT3 | MS | BOTTOM PLATE FRONT-LHS | 11
CA72152C6XLT3 | MS | BOTTOM PLATE FRONT-LHS | 11
CA72155XXX3 | MS | MOUNTING CHNL FOR CTRL TERMINAL | 11
CA72155XXX6 | MS | MNTG CHANNEL FOR CONTRO TERMINAL600W | 11
CA72157X6XX | MS | MIDDLE FIXED BOTTOM PLATE | 11
CA72177C311 | MS | Bottom Plate for rear side | 11
CA72177C611 | MS | REAR BOTTOM PLATE | 11
CA72177C611T3 | MS | REAR BOTTOM PLATE | 11
CA72817XXX1 | MS | SPRT BRACKET 1 FOR DLINK-CU-FR1 | 11
CA72825XXXX | MS | CLAMP CHANNEL FR1 CU BC-OM | 11
CA72995B32X | MS | REARTOP PLATE-1100D-300W-MS1.6 | 11
CA72995B36X | MS | FRONT TOP PLATE-1100D-300W-MS1.6 | 11
CA72995B62X | MS | REAR TOP PLATE-1100D-600W-MS1.6 | 11
CA72995B66X | MS | FRONT TOP PLATE-1100D-600W-MS1.6 | 11
CA73132XXXX | MS | REAR INTERPANEL BARRIER 1100D,310BC,2400 | 11
CA73225PX60 | MS | Hbb below partition-600W | 11
CA73230XXXX | MS | shroud fixing bracket | 11
CA73243QXX3 | MS | IC LINK REAR PARTITION-FR2 | 11
CA73245QXX3 | MS | TOP OG VERT. PARTITION-FR2 | 11
CA73246QXX8 | MS | BOTTOM OG VERT PARTITION-FR2 BC-2200 | 11
CA73271P654 | MS | VERTICAL BASE PLATE_GMR-600W-540H | 11
CA73320XXXX | MS | FR1-600W-ACB BASE PLATE-IP3X | 11
CA73322XXXX | MS | FR1 CU-MINI BUS-TOP SUPPORT-BC | 11
CA73323XXXX | MS | FR1 CU MINIBUS-EXTRA SPRT- CHANNEL-600W | 11
CA73324XXXX | MS | FR1 CU MINIBUS-EXTRA SPRT- CHANNEL-BOT | 11
CA73325XXXX | MS | FR1 CU MINIBUS-EXTRA SPRT- CHANNEL-TOP | 11
CA73340XXXX | MS | FR1-OG LINK SUPPORT-GMR-600W-TOP2 | 11
CA73361XXXX | MS | FR1 OG REAR PC PARTITION-GMR | 11
CA73788XXXX | MS | FR1 CU-MINI BUS-BOT SUPPORT-BC-1100 | 11
CA73789XXXX | MS | FR1-DROPPER SUPPORT-BOT-BC-1100D | 11
CA73790XXXX | MS | IP BARRIER-FR1-BC-1100D - bc | 11
CA73792XXXX | MS | 1100D-EXTRA PARTITION-FR1-BC-TOP | 11
CA73793XXXX | MS | FR1 BC-END SUPPORT-IP-1100D | 11
CA73803XXX1 | MS | ACB LHS partition | 11
CA73804XXX2 | MS | ACB LHS Mounting Plate FR23 | 11
CA74003AXLR | MS | DEPTHWISE CHANNEL -REAR 1100D | 11
CA74003AXLRSD | MS | DEPTHWISE CHANNEL -REAR 1100D | 11
CA74003AXLX | MS | DEPTHWISE CHANNEL -THROUGH 1100D | 11
CA74003M324 | MS | MIDDLE VERTICAL PILLAR | 11
CA74051F3XX | MS | AUX BUS BASE PLATE | 11
CA74051F6XX | MS | BASE PLATE (590) | 11
CA74051F9XX | MS | AUX BUS BASE PLATE (900W) | 11
CA74052Q3XX | MS | AUX BUS PARTITION (290) | 11
CA74052Q6XX | MS | AUX BUS PARTITION (590) | 11
CA74060F3XX | MS | BASE PLATE - HORIZONTAL - 300W | 11
CA74060F6XX | MS | AUX BUS BARRIER | 11
CA74262XXXX | MS | BOTTOM BUSBAR SUPP-SDNIL LHS | 11
CA76273DLGX | MS | FIX DOOR BOTTOM | 11
CA76273XX80 | MS | FIXED DOOR-BOTTOM | 11
CA76396XXXX | MS | DOOR MOUNTING BRACKET_PT | 11
CA76473FZFX | MS | CABLE ROUTING STRIP-MTB | 11
CA76474FCFX | MS | C-CHANNEL SUPPORT_UP | 11
CA76612PDXX | MS | GLANDPLATE_25 | 11
CA76613PDXX | MS | GLANDPLATE_45 | 11
CA76676XXX1 | MS | SCPD interlock bracket | 11
CA76695PDXX | MS | BOTTOM PLATE FU DF | 11
CA76696PDXXT3 | MS | BOTTOM PLATE CBC DF-MS 2THICK | 11
CA76697XXXX | MS | GLAND PLATE FU DF (900X1100) | 11
CA76698XXXX | MS | GLAND PLATE CBC DF (900X1100) | 11
CA76714XXXX | MS | TOP PLATE DF(900X1100) | 11
CA76850XXX3 | MS | SIC SHIELD-80 PITCH-2400-310 | 11
CA76853XXX3 | MS | INTER PANEL PARTITION (80 PITCH)2400-310 | 11
CA77055XXXX | MS | SHROUD FIXING BRACKET | 11
CA77094XXXX | MS | SUPPORTING BRACKET_REAR | 11
CA77120Q9XX | MS | ABB BOTTOM BASE PLATE-HORIZONTAL-900W | 11
CA77121Q9XX | MS | ABB MIDDLE BASE PLATE-HORIZONTAL-900W | 11
CA77139XXXX | MS | SIDE PLATE RHS 240F | 11
CA77140XXXX | MS | SIDE PLATE LHS 240F | 11
CA77141XXX1 | MS | SIDE PLATE RHS 320F | 11
CA77141XXX5 | MS | SIDE PLATE RHS 640F | 11
CA77246XXXX | MS | FULL WIDTH MODULE TRAY ABOVE FW TRAY | 11
CA77258XXXX | MS | DROPPER BOTTOM SUPPORT-80P-2400/310 | 11
CA77384XXXX | MS | TAP OFF TRAY -TRAFCO | 11
CA77538XXXX | MS | SIDE PLATE-80 PITCH-LHS-320H | 11
CA77630XXX1 | MS | FORM 4B BARRIER_REAR-80 PITCH | 11
CA77630XXX2 | MS | FORM 4B BARRIER_REAR-80 PITCH | 11
CA77630XXX6 | MS | FORM 4B BARRIER_REAR-80 PITCH | 11
CA77631XX20 | MS | FORM 4B BARRIER_FRONT | 11
CA77631XXX1 | MS | FORM 4B BARRIER_FRONT | 11
CA77631XXX9 | MS | FORM 4B BARRIER_FRONT | 11
CA77726XXXX | MS | TOP BRACKET FORM 4-FIXING 900x1100 | 11
CA77727XXX3 | MS | IP_2400_310_(900X1100)/(1KX1K)/(700X1K) | 11
CA77743XXXX | MS | Cable Clamp Support 900 X1100 | 11
CA78061XXXX | MS | COMMUNICATION BRACKET- ZADCO | 11
CA78109XXXX | MS | CLAMP SUPP SDNIL-10x50BUS | 11
CA78110XXXX | MS | BOTTOM BUSBAR SUPP-SDNIL10x50-LHS | 11
CA78111XXXX | MS | BOTTOM BUSBAR SUPP-SDNIL10x50-RHS | 11
CA78158XXX1 | MS | ENDCOVER_LOWER-MCC | 11
CA78159XXX1 | MS | ENDCOVER_LOWER-MCC | 11
CA78159XXX2 | MS | ENDCOVER_LOWER-MCC | 11
CA78307XXXX | MS | SUPPORTING BKT-HEB-DF | 11
CA78378XXXX | MS | FULL WIDTH BOTTOM TRAY | 11
CA78379XXXX | MS | REAR BRACKET | 11
CA78380XXX3 | MS | LHS IP4X BRACKET | 11
CA78381XXXX | MS | RHS IP4X BRACKET | 11
CA78405XXXX | MS | STOPPER | 11
CA78425XXXX | MS | FRONT CHANNEL | 11
CA78426XXXX | MS | REAR CHANNEL | 11
CA78427XXXX | MS | FRONT TOP COVER | 11
CA78428XXXX | MS | REAR TOP COVER | 11
CA78448XXX6 | MS | MCCB TOP PLATE-SCPD INTERLOCK DN3-400 | 11
CA78461XXXX | MS | TRAFO BOTTOM PLATE2 | 11
CA78570X9XX | MS | AUX BUS TOP SHROUD | 11
CA91011G364 | MS | DOOR ASSEMBLY (VACANT) | 11
CA91011T632 | MS | COVER TOP/BTM (600W, 310BC) | 11
CA91012G654 | MS | PCC ACB DOOR ASSLY. | 11
CA91125G654 | MS | DOOR (VACANT) ASSEMBLY LOUVERED | 11
CA91181G3XX | MS | REAR DOOR ASSY (300Wx2400H, 310BC) | 11
CA91181G6XX | MS | REAR DOOR ASSY (600Wx2400H, 310BC) | 11
CA91511XXXX | MS | TOP FRAME ASSEMBLY-1100D-600W | 11
CA91513XXXX | MS | TOP FRAME ASSEMBLY-1100D-300W | 11
CA91517XXXX | MS | BOTTOM FRAME ASSEMBLY-1100D-300W | 11
CA91519XXXX | MS | BOTTOM FRAME ASSEMBLY-1100D-600W | 11
CA93021T632 | MS | LOUVER DOOR-MOULDED LOUVER | 11
CA96681SDXX | MS | BASE ASSY. (900X1100) MCC TX | 11
CA96805XXXX | MS | TOP FRAME ASSEMBLY 900 X 1100 | 11
CA96808XXX3 | MS | CBC FRONT DOOR 2400-310 ASSY(900X1100) | 11
CA97050XXX3 | MS | LHS DRP SHIELD ASM-80P-CU10X50-2400/310 | 11
CA97051XXX3 | MS | RHS DRP SHIELD ASM-80P-CU10X50-2400/310 | 11
CA97156XX23 | MS | SCPD HANDLE CUTOUT DOOR ,80 PITCH | 11
CA97156XX32 | MS | DOOR-MCCB IN 240HT | 11
CA97156XXX6 | MS | 320F,DN2-250 HANDEL CUTOUT DOOR | 11
CA97192XXX2 | MS | 320F DOOR ASSY. FIXED FEEDER | 11
CA97192XXX3 | MS | 400F DOOR ASSY. FIXED FEEDER | 11
CA97351XXXX | MS | TOP TRAY 900X1100 ASSEMBLY | 11
CA97372XXXX | MS | BB SUPP CHNL 1 DEPTHWISE 1100 DEPTH-ASSY | 11
CA97376XXX3 | MS | BUSBAR ZONE DOOR ASSY-80 PITCH-IP54 | 11
CA97958XXXX | MS | BB SUPPORTING CHNL ASSY -900w-REAR | 11
CQ71820 | MS | TRAFO MTG CHANNEL | 11
ST51430XXX1 | MS | INTERMODULE PARTITION | 11
SZR7642 | MS | BRACKET | 11
TH32037XXXX | MS | BASEPLATE REAR | 11
TH37324XXXX | MS | PARTITION BRACKET - LHS | 11
TH37325XXXX | MS | PARTITION BRACKET - RHS | 11
TH37326XX3X | MS | TOP 300W - BC REAR SHROUD | 11
TH37327XX3X | MS | BOTTOM 300W - BC REAR SHROUD | 11
TH37972XXXX | MS | NEW DOOR LIMIT SWITCH BKT WITH LAMP | 11
TH37973XXXX | MS | NEW LIMIT SWITCH MTG BKT | 11
TH71098XXXX | MS | SPACE HEATER MOUNTING BRACKET | 11
TH71141X243 | MS | COMMUNICATION CHANNEL | 11
TH71397XXXX | MS | BOTTOM PLATE FU DF | 11
TH71399XXXX | MS | TX FRONT REMOVABLE GLAND PLATE - MTB | 11
TH72081XX32 | MS | L- BRACKET - FOR MTB | 11
TH72150XXXX | MS | BASEPLATE -DN2-250 -REAR-320H | 11
TH72153XXXX | MS | BASEPLATE -DN2-250 FRONT-320H | 11
TH72231XXXX | MS | REAR BASEPLATE - 240F MCCB | 11
TH72236XXXX | MS | FRONT BASEPLATE - DM16 DOL - 320F | 11
TH72238XXXX | MS | 240H FRONT BASEPLATE | 11
TH72250XXXX | MS | 240F REAR BASEPLATE | 11
TH72295XXXX | MS | 160F FRONT BASEPLATE | 11
TH72423XXXX | MS | BASEPLATE -REAR-640 H | 11
TH72424XXX5 | MS | SIDE PLATE LHS 640F | 11
TH72459XXXX | MS | SIDE PLATE-80 PITCH-LHS-560H - NSTD | 11
TH72460XXXX | MS | RHS SIDE PLATE 560F - DN3 EOM- NSTD | 11
TH72464XXXX | MS | 240F DN2 4P FRONT BASE PLATE FULL | 11
TH72465XXXX | MS | SIDE PLATE LHS 240F | 11
TH72582XXXX | MS | CAUTION LABEL FIXING BKT | 11
TH72912XXXX | MS | ETHERNET MOUNTING BKT - REAR | 11
TH72958XXXX | MS | DN250 640 F FRONT BASEPLATE | 11
TH73137XXX7 | MS | SCPD HANDLE CUT OUT DOOR | 11
TH73159XXX1 | MS | MCC TX - DOOR - 640 H | 11
TH73274XXX1 | MS | DOOR - 640 H | 11
TH75001X196 | MS | METALIC CONTROL PLATE | 11
TH75001X254 | MS | CONTROL PLATE | 11
TH75001X305 | MS | CONTROL PLATE | 11
TH75001X306 | MS | CONTROL PLATE | 11
TH75001X342 | MS | CONTROL PLATE - 1:A72+1:ASS+3:IL | 11
TH76011XXXX | MS | 2 DP MCB + THERMOSTAT MTG BKT | 11
TH76064X360 | MS | A COMP BP DROPPER PNL | 11
TH76530XXX1 | MS | REAR IP BARRIER 1100D,310BC,2400_TRAFO | 11
TH76732LEND | MS | FRONT LHS AUX BUS PARTITION-ENDCOVER | 11
TH76733REND | MS | FRONT LHS AUX BUS PARTITION-ENDCOVER | 11
TH77000X356 | MS | VERTICAL BASE PLATE FOR C- COMP WITH VT | 11
TH77000X686 | MS | REAR BOTTOM PLATE FOR 600 W,1000D | 11
TH77003X6XX | MS | LHS I/C BARRIER FOR VT MODULE | 11
TH77173X6XX | MS | BELOW BUSBAR PARTITION | 11
TH77202XXXX | MS | OG LINK SUPPORTING CHANNEL2200 | 11
TH77232QXX3 | MS | REAR OG TOP PARTITION | 11
TH77377XXX1 | MS | DM100/MOGH1 BKT | 11
TH77377XXX2 | MS | DM100/MOGH1 BKT | 11
TH77378XXXX | MS | TRAFO MOUNTING CHANNEL | 11
TH77382XXX1 | MS | OG REAR SHROUD-FR23 | 11
TH77383QXX1 | MS | BOTTOM OG VERT PARTITION-FR1 BC-2400 | 11
TH77384XXXX | MS | PARTITION-FR1-BC-BOTTOM | 11
TH77400XX02 | MS | DOOR FIXING BRACKET | 11
TH77569XXX3 | MS | AXIAL FAN MOUNTING PLATE | 11
TH77876XXXX | MS | LT26G-ETHERNET BKT | 11
TH78138X492 | MS | DOOR - 300W 540H - 2:TYPE'A+2:SAL-64 | 11
TH78138X707 | MS | 300 W 540 H - B COMPT DOOR | 11
TH78208X278 | MS | FEEDER DOOR (600W 320H) | 11
TH78208X279 | MS | TRAFO AUX DOOR - 600W 640H | 11
TH78208X294 | MS | RELAY DOOR - 600W 860H | 11
TH78208X295 | MS | TRAFO AUX DOOR - 600W 640H | 11
TH78208X296 | MS | TRAFO AUX DOOR - 600W 540H | 11
TH78208X297 | MS | RELAY DOOR - 600W 860H | 11
TH78208X299 | MS | FEEDER DOOR - 600W 320H | 11
TH79031X632 | MS | A COMP PARTITION EXTRA HBB SUPPORT | 11
TH79031X664 | MS | A COMP PARTITION EXTRA HBB SUPPORT | 11
TH79032R6XX | MS | HBB SHIELD REAR - AUX+DUMMY PANEL | 11
TH79033X1XX | MS | REAR BUSBAR SHIELD FIXING BKT | 11
TH90059XXXX | MS | TX FW MODULE ASSY - 140H | 11
TH91582XXXX | MS | REAR DOOR - WITH FAN ASSY (600W 2400H) | 11
CA41687UY24 | Link | PCC HZ. EARTH BAR-CU-600, 300, 600 | #N/A
CA41687UY80 | Link | PCC HZ. EARTH BAR-CU-600 | #N/A
CA42734XXXX | Link | MINIBUS FR1-CU-4P-OMEGA | #N/A
CA43294UVXX | Link | VEB 2400 HEIGHT-310 BC 6X38 CU | #N/A
CA43366ALA1 | Link | DIRECT LINK FR-1 10X50 SINGLE BUS R1 | #N/A
CA43366ALA2 | Link | DIRECT LINK FR-1 10X50 SINGLE BUS R2 | #N/A
CA43366ALA3 | Link | DIRECT LINK FR-1 10X50 SINGLE BUS R3 | #N/A
CA43366ALB1 | Link | DIRECT LINK FR-1 10X50 SINGLE BUS Y1 | #N/A
CA43366ALB2 | Link | DIRECT LINK FR-1 10X50 SINGLE BUS Y2 | #N/A
CA43366ALB3 | Link | DIRECT LINK FR-1 10X50 SINGLE BUS Y2 | #N/A
CA43366ALC1 | Link | DIRECT LINK FR-1 10X50 SINGLE BUS B1 | #N/A
CA43366ALC2 | Link | DIRECT LINK FR-1 10X50 SINGLE BUS B2 | #N/A
CA43366ALC3 | Link | DIRECT LINK FR-1 10X50 SINGLE BUS B2 | #N/A
CA43368ALD1 | Link | DIRECT LINK FR-1 10X50 SINGLE BUS N1 | #N/A
CA43368ALD2 | Link | DIRECT LINK FR-1 10X50 SINGLE BUS N2 | #N/A
CA43370XXX2 | Link | FISH PLATE 10X50 BUS WITHOUT ENDCOVER | #N/A
CA43416UXX6 | Link | PCC-MCC DF 1100D HEB FISHPLATE | #N/A
CA43626XXXX | Link | HBB-FR1 IC-600W | #N/A
CA46071BY1C | Link | L-LINK COPPER_SPDF_10x50DRP_R_PH | #N/A
CA46071BY2C | Link | L-LINK COPPER_SPDF_10x50DRP_Y_PH | #N/A
CA46071BY3C | Link | L-LINK COPPER_SP/DPDF_10x50DRP_B_PH | #N/A
CA46071XXX1 | Link | L-LINK COPPER_SP/DPDF_10x50DRP | #N/A
CA46071XXX2 | Link | L-LINK COPPER_SP/DPDF_10x50DRP | #N/A
CA46071XXX3 | Link | L-LINK COPPER_SP/DPDF_10x50DRP | #N/A
CA46077BDXC | Link | Connecting Link - Double Front - CU | #N/A
CA46293SDXC | Link | CBC SIDE EARTHBAR -DF - LINK TERM. - CU | #N/A
CA46295SDXC | Link | VERTICAL EARTHBAR CONNECTING LINK- DF-CU | #N/A
CA46630XXX1 | Link | INCOMING LINK 2 R | #N/A
CA46630XXX2 | Link | INCOMING LINK 2 Y | #N/A
CA46630XXX3 | Link | INCOMING LINK 2 B | #N/A
CA46648XXXX | Link | OG LINK BRACKET | #N/A
CA46649XXXX | Link | DN3 MID SPREADER | #N/A
CA46859XXXX | Link | 135A TERMINAL ADAPTOR M6-M8 | #N/A
CA46875XXX3 | Link | 10x50 CU DROPPER-80PITCH-2400/310 | #N/A
CA47003XX16 | Link | VERTICAL EARTHBAR - 5X25 CU-2400H 310 | #N/A
CA47014XXX1 | Link | V LINK CU SPSF 10X50 DRP_1 | #N/A
CA47014XXX2 | Link | V LINK CU SPSF 10X50 DRP_2 | #N/A
CA47305XXX1 | Link | 900 X 1100 HORIZONTAL EARTHBAR 80 PITCH | #N/A
CA47307XXX1 | Link | 900x1100 HEB MCC MCC COUP_LINK-RHS | #N/A
CA47332XXX1 | Link | EARTH COUPLING 900 X 1100 PCC ON LHS 80P | #N/A
CA47368XXX3 | Link | 900x1100 HEB MCC MCC COUP_LINK-LHS | #N/A
CA47455XXX1 | Link | VERT LINK R-PH SDNIL-50BUS SF | #N/A
CA47455XXX2 | Link | VERT LINK R-PH SDNIL-50BUS SF | #N/A
CA47456XXX1 | Link | VERT LINK R-PH SDNIL-50BUS DF | #N/A
CA47456XXX2 | Link | VERT LINK R-PH SDNIL-50BUS DF | #N/A
CA47582XXX2 | Link | N- Z-LINK_1-10X50 BUS-10X30 DPR CU | #N/A
CA47582XXX3 | Link | N- Z-LINK_1-10X50 BUS-10X30 DPR CU | #N/A
CA47582XXX5 | Link | N- Z-LINK_1-10X50 BUS-10X30 DPR CU | #N/A
CA47583XXX2 | Link | N- Z-LINK-2-10X50 BUS-10X30 DPR CU | #N/A
CA47584XXX3 | Link | 10X30 DROPPER_CU 80 PITCH | #N/A
CA47618XXXC | Link | EXTENSION EARTHBAR - TX | #N/A
TH41443C216 | Link | CU OG-LINK RYB-FR1-OM-GMR-RYB | #N/A
TH41443CX21 | Link | FR1-OG-LINK | #N/A
TH41443CX22 | Link | FR1-OG-LINK | #N/A
TH41443CX24 | Link | FR1-OG-LINK | #N/A
TH42079AXXX | Link | EARTHWIRE TERMINATION LINK | #N/A
TH42284XXSD | Link | SPACER | #N/A
TH43063XXXX | Link | HBB-FR1 IC-600W + 600 W | #N/A
TH43440XXXX | Link | SDNIL-HBB-300W (BC DROPPER)+600W-FR1 | #N/A
TH44849HAJ4 | Link | DROPPER BC OMEGA FR1-440W/600W-SDNIL | #N/A
TH44849HAJ5 | Link | DROPPER BC OMEGA FR1-440W/600W-SDNIL | #N/A
TH44849HAJ6 | Link | DROPPER BC OMEGA FR1-440W/600W-SDNIL | #N/A
TH44849HAJ7 | Link | DROPPER BC OMEGA FR1-440W/600W-SDNIL | #N/A
TH44850PHA1 | Link | RISER FR1 4POLE CU BC -FR1 OMEGA | #N/A
TH44850PHA2 | Link | RISER FR1 4POLE CU BC -FR1 OMEGA | #N/A
TH44850PHB1 | Link | RISER FR1 4POLE CU BC -FR1 OMEGA | #N/A
TH44850PHB2 | Link | RISER FR1 4POLE CU BC -FR1 OMEGA | #N/A
TH44850PHC1 | Link | RISER FR1 4POLE CU BC -FR1 OMEGA | #N/A
TH44850PHC2 | Link | RISER FR1 4POLE CU BC -FR1 OMEGA | #N/A
TH44850PHD1 | Link | RISER FR1 4POLE CU BC -FR1 OMEGA | #N/A
TH44850PHD2 | Link | RISER FR1 4POLE CU BC -FR1 OMEGA | #N/A
TH45247XXXX | Link | SPACER NEUTRAL I/C FOR DN3 400 4P | #N/A
TH45248XXXX | Link | SPACER NEUTRAL OG FOR DN3 400 4P | #N/A
TH45304XXXX | Link | SDNIL ZLINK JOINT SHROUD SUPPORT SPACER | #N/A
TH45323XX99 | Link | HBB TX SDNIL - 80P | #N/A
TH45323XXX9 | Link | HBB TX SDNIL - 80P | #N/A
TH45462XXX4 | Link | INCOMING LINK PHASE | #N/A
TH45462XXX5 | Link | INCOMING LINK PHASE | #N/A
TH45462XXX6 | Link | INCOMING LINK PHASE | #N/A
TH45465XXXX | Link | DN3_OG LINK - B PHASE | #N/A
TH45466XXXX | Link | CONNECTING LINK | #N/A
TH46073XXXX | Link | INCOMING LINK N | #N/A
TH46074XXX2 | Link | MCCB OUTGOING LINK | #N/A
TH46075XXXX | Link | LINK - Y | #N/A
TH46076XXXX | Link | LINK | #N/A
TH46077XXXX | Link | LINK | #N/A
TH46078XXXX | Link | LINK | #N/A
TH46079XXXX | Link | LINK | #N/A
TH46080XXX1 | Link | TH46080XXX1 | #N/A
CA54024ZXXX | PR | GRIP SUPPORT | #N/A
CA54025ZXXX | PR | GRIP SUPPORT | #N/A
CA54028ZXXX | PR | NYLON snapper shroud | 40
CA56045BYFX | PR | SHUTTER HOUSING- SAFETY SHUTTER ASSEMBLY | #N/A
CA56046BYFX | PR | BOTTOM SHUTTER- SAFETY SHUTTER ASSEMBLY | #N/A
CA56047BYFX | PR | TOP SHUTTER- SAFETY SHUTTER ASSEMBLY | #N/A
CA56058FGFX | PR | MCCB SHAFT CAM - 280 & ABOVE | #N/A
CA56103BYXX | PR | 50% N SUPPORT (30x10) | #N/A
CA56115XXXX | PR | 80 PITCH FRONT DROPPER SUPPORT | #N/A
CA56116XXXX | PR | 80 PITCH REAR DROPPER SUPPORT | #N/A
CA56118XXXX | PR | 80 PITCH BOTTOM DROPPER SUPPORT | #N/A
CA56152BYXX | PR | Dummy Safety Shutter | #N/A
CA56162XXXX | PR | SIC COVER | #N/A
CA61624XXXX | PR | PULTRUDED SPRT FR1 CU BC 4P OM-RISER | 40
CA64020X100 | PR | TUBE - 119.8 mm | #N/A
CA64020XX50 | PR | TUBE - 69.8 mm | #N/A
CA66017MZFX | PR | FULL WIDTH MODULE STOPPER | #N/A
CA66019BYXX | PR | NUT_PLATE_HORIZONTAL | #N/A
CA66023BYXX | PR | NUT PLATE DROPPER_10x50 | #N/A
CA66102XXXX | PR | NUT PLATE-M8-900x1100_MCC-MCC-EARTH | #N/A
CA66130XXXX | PR | STEP BOLT M8 | #N/A
CA71335RXXX | PR | INSULATOR- TOP END COVER | #N/A
CA71558A070 | PR | LIFTING ANGLE - TX | 61
CA71558A073 | PR | Lifting Angle (900+0+0) MCC | 61
CA72944XXX5 | PR | SUPPORT 4-JOINT SHROUD | 40
CA72944XXX8 | PR | SUPPORT JOINT SHROUD | 40
CA72945XX19 | PR | JOINT SHROUD | 40
CA72945XX20 | PR | JOINT SHROUD | 40
CA76020BYFX | PR | LEVER - SAFETY SHUTTER ASSEMBLY | #N/A
CA76204BYXX | PR | TRAY - DROPPER BARRIER - BRACKET | 61
CA76270FYDX | PR | DEFLECTING BEAM | #N/A
CA76421BYFX | PR | PADLOCK LEVER | #N/A
CA76679FGFX | PR | METALIC CONTROL PLATE HINGE SUPPORT | #N/A
CA77144XXXX | PR | METALIC CONTROL PLATE HINGE SUPPORT 240H | #N/A
CA77284XXXX | PR | BKT INTERFRONT PARTITION | 40
CA77289XXXX | PR | FEMALE-SIC-BRACKET-80 PITCH | 61
CA77372XXX3 | PR | DRP TOP VERT. BARRIER-10x80-80P | #N/A
CA77544XXXX | PR | TRAY BACK PARTITION - 900X1100 | 40
CA77615XXXX | PR | DUMMY SAFETY SHUTTER | #N/A
CA77616XXXX | PR | DUMMY SAFETY SHUTTER BKT | #N/A
CA77979XXXX | PR | TRAY SIDE PARTITION - 900X1100 | 40
CA78271XXX1 | PR | SDNIL BUS FISHPLATE SHROUD-B PHASE | 40
CA78272XXX1 | PR | SDNIL BUS FISHPLATE SHROUD | 40
CA78377XXX1 | PR | DROPPER SHROUD TOP 1 | 40
CA78519XXXX | PR | CONTROL PLATE LOCK SPRING | #N/A
CA78726XXXX | PR | EARTHBAR BRACKET | #N/A
CA94026XXXX | PR | CAMLOCK ASSEMBLY LEFT | #N/A
CA94029XXXX | PR | Moulded louver Assy | 60
CA96063FZFX | PR | DOOR DEFEAT INTERLOCK | #N/A
CA96069FZDX | PR | Guiding System | #N/A
CA96635FZFX | PR | safety shutter mechanism | #N/A
CL50020 | PR | SHUTTER LINK PLUG ; U-POWER | #N/A
CL50021 | PR | SHUTTER LINK PIN;U-POWER | #N/A
SA50346 | PR | PHASE IDENTIFICATN. PLUG R 100A TQ3 | 40
SC50001 | PR | RUBBER GROMET TQ-M | #N/A
SH57075##53 | PR | BELLOW 53MM | 61
SH57259 | PR | BRACKET FOR MOUNTING THERMOSTAT IN WW | #N/A
TH50160XX21 | PR | BOOTS_ZLINK_BOT_1 | #N/A
TH50160XX23 | PR | BOOTS_ZLINK_BOT_3 | #N/A
TH60151XXXX | PR | SPACER - ENDCOVER | #N/A
XB00774 | PR | SPRING-CLOSING/SHUNT RELEASE;U-POWER | 61
XB06013FZFX | PR | SCPD INTERLOCK SPRING | 61
XT00147X100 | PR | ALU. STUD - 119.8 mm | 61
XT00147XX50 | PR | ALU. STUD - 69.8 mm | 61
3TH50220AF0 | 3TH | 2NO+2NC CONTACTOR RELAY,110V AC | 60
3TH50310AF0 | 3TH | 3NO+1NC CONTACTOR RELAY,110V AC | 60
3TH50400AF0 | 3TH | 4NO CONTACTOR RELAY,110V AC | 60
BB20030C | MCB | MCB 2P 3A "C" Curve 6kA | 53
BB2004DC | MCB | 4A DP C-curve 250V DC 6kA | 53
BB20200C | MCB | MCB 10kA DP C-curve 20A | 53
BB20E5DC | MCB | 0.5A DP C-curve 250V DC 6kA | 53
BB40E50C | MCB | MCB 4P 0.5A "C" Curve 10kA | 53
CA73228QX60 | MS | IC BARRIER - IP 40 | 11
CA56069FZFX | PR | BLOCK - RATING ERROR PREVENTOR | #N/A
CA56085FZFX | PR | TEST SIC CAM | #N/A
CA76676XXX2 | PR | BRACKET 2 SCPD INTERLOCK | #N/A
CA76677FZFX | PR | STRIP1 FOR CAM ASM-FN | #N/A
CA77841XXXX | PR | FORM - 3B SHROUD FIXING BKT | 40
CA96469FZF2 | Test MSw | 4 MICROSWITCH TEST SIC ASSEMBLY | 61
CA96649FZFX | PR | mechanism base -riveted asy | #N/A
CA96650FZFX | PR | SHAFT PISTON ASSY-FW MECHANISM | #N/A
CA96658FCXX | SIC | Female SIC Block Type-3 (20S) | 71
CA96658MCXX | SIC | Male SIC Block Type-3 (20S) | 71
CA96658MFXX | SIC | Male SIC Block Type-6 (20ST) | 71
CA96658MHXX | SIC | Male SIC Block Type-8 (10S+10ST) | 71
CL95825OOOO | Extra | SICs for Cradle & Breaker;OMEGA | 51
CL95826OOOO | Extra | New SIC Block for EPI;OMEGA | 51
CM92064OOOOAG | DN | MCCB dsine DN2-250N 40A 3P MTX 2.0 | 52
CM92171OONOOG | DN | MCCB dsine DN2-250M 200A 3P 10In | 52
CM93004OOOOAG | DN | MCCB dsine DN3-400N 400A 4P MTX 2.0 | 52
CM99918OOOO | DL/DM | ACC DM16 ROM-EXTENDED | 52
CM99946OOOO | DN | ACC dsine DN2 External NCT 40A | 52
GBMVAJM15JA0754A | Relay | ALSTOM RELAY GBMVAJM15JA0754A | 60
MVAJM15JA0002A | Relay | RELAY,MVAJM15JA0002A,W.D.:01MVAJM15011 | 60
SH00022C01R | CT VT | 1-3/1A 7.5VA CL1 WPL RC CT | 60
SH00022C02R | CT VT | 5-10-15/1A 7.5VA CL1 WPL RC CT | 60
SH00022C03R | CT VT | 20-30-40/1A 7.5VA CL1 WPL RC CT | 60
SH00022C11R | CT VT | 150-200/1A 7.5VA CL1 BPL RC CT | 60
SH03982 | LED | ESBEE,GEN NEXT LED,AMBER,EILA110A | 61
SL97025OOOO | DL/DM | ACC DM16/DF AUXILIARY CONTACT -LEFT | 52
SL97037OOOO | DL/DM | ACC DM16/DF Trip Alarm Cont - Right | 52
SL97297OOOO | DL/DM | ACC DU125/DH/DL/DM100 Fr.Aux Con 1C/O-L | 52
SL97298OOOO | DL/DM | ACC DU125/DH/DL/DM100 FR. TAC 1C/O-RIGHT | 52
SL97583OOOO | DL/DM | MCCB DM16 1.6A 3P Mag | 52
SL97584OOOO | DL/DM | MCCB DM16 2.5A 3P Mag | 52
SL97587OOOO | DL/DM | MCCB DM16 6.3A 3P Mag | 52
SL97590OOOO | DL/DM | MCCB DM16 12A 3P Mag | 52
SL97804OOOO | DL/DM | MCCB DL100 3P 32A TM | 52
SL97807OOOO | DL/DM | MCCB DL100 63A 3P TM | 52
SPE0005800744 | Meter | AMMETER AE,0-50A,CLASS 1 | 60
SPE0005801051 | Meter | AMMETER AE,0-400A,CLASS 1 | 60
SPE0005801303 | Meter | AMMETER AE,0-15-120A,CLASS 1,NOT APPLICA | 60
SPE0005801345 | Meter | AMMETER AE,0-100A,CLASS 1,NOT APPLICABLE | 60
SPE0005801349 | Meter | AMMETER AE,0-10-80A,CLASS 1,NOT APPLICAB | 60
SPE0005801373 | Meter | AMMETER AE,0-20A,CLASS 1,NOT APPLICABLE | 60
SPE0005801694 | Meter | AMMETERAE,0-3-24A,CLASS 1,NOT APPLICABLE | 60
SPE0005801728 | Meter | AMMETERAE,0-80A,CLASS 1,NOT APPLICABLE | 60
SPE0015200001 | Sel Sw | KAYCEE LIMIT SWITCH K1B9433-23 | 60
SPE0022700009 | THERMOSTAT | VARIABL THERMOSTAT 250V (25-75 DEG)L | 60
SPE0023400008 | Meter | VOLTMETER MOVING IRON (AC),0-500V,AE | 60
SPE0043321778 | CT VT | CONTROL TRAFO 415/110V, 1000VA | 60
SPE0093400094 | Sel Sw | SALZER S/W,ORD CODE:-2OSD00EB03PGBB | 66
SPE0108600083 | Sel Sw | SALZER 16 A, 6 POLE, 4 POSITION | 60
SPE0117801012 | CT VT | 1250A/1A,7.5VA,CL1,RESIN CAST (CLASS-E) | 60
SPE0117801072 | CT VT | 80A/1A,7.5VA,CL1,RESIN CAST (CLASS-E) | 60
SPE0117801075 | CT VT | 400A/1A,7.5VA,CL1,RESIN CAST (CLASS-E) | 60
SPE0117802643 | CT VT | 1250A/1A,7.5VA,CL1,RESIN CAST (CLASS-E) | 60
SPE0123800127 | CT VT | 1250A/1A,7.5VA,5P20 CT | 60
SPE0123801312 | CT VT | 150A/1A,2.5VA,5P20 CT | 60
SPE0123801764 | CT VT | 1250A/1A,7.5VA,5P20 CT | 60
SPE0143500057 | ELR | PROKDV ELR,85-275V AC/DC,40MM | 60
SPE0143500096 | ELR | PROKDV ELR,85-275V AC/DC,40MM | 60
SPE0143600072 | ELR | PROKDV EFR,110V AC,ID 40MM | 60
SPE0145500081 | CBCT | CBCT FOR MCOMP,MOP:100MA | 60
SPE0180400038 | PB | ESBEE PB 22.5 MM DIA,MUSHROOM PUSH TURN | 60
SPE0186200027 | PR | POLYOLEFIN_H-2(HF)(HONGSHONG) SLEEVE,30 | #N/A
SPE0186400006 | Diode | POWER DIODE 16A,110V DC,WITH HEAT SINK | 61
SPE0208900001 | Communication | PHOENIX VS-08-BU-RJ45/BU,RJ45 SOCKET | 60
SPE0276200001 | CT VT | 415V (L-L),240V (L-L),20 KVA,CLASS-E,POL | 60
SPE0293500937 | Sel Sw | SALZER D-DC STD,16A,6P,4POS SWITCH | 60
SPE0293501368 | Sel Sw | SALZER DR-DC IP2X REAR TERM,16A,6P,4POS | 60
SPE0308800029 | Fan | VBM AXIAL FAN,FA23/2028/S1/FBG | 60
SPE0388800004 | Ethernet | LT26GF-HV-HV-R-8GRJ45-XX-XX- | 60
SPE0437300001 | Communication | DLINK CABLE:-1M | 60
SPE0437300003 | Communication | DLINK CABLE:-10M | 60
SPE0437300011 | Communication | DLINK CABLE:-5M | 60
SPE0437300016 | Communication | DLINK CABLE:-9M | 60
SPE0454000044 | Relay | ABB RELAY:HBFHAEAGNDA1BNN11G | 60
SPE0454000045 | Relay | ABB RELAY:HBFDACADNDA1BNN11G | 60
SS94117OOVO | OLR | MN 2 RELAY , 6 - 10 A | 53
ST41929OOOO | MOG | MPCB Rotary 2.5,100kA(MOG-H1M-0250) | 65
ST42672OOOO | Extra | Microswitch for Spring Charging; U-POWER | 51
TH32036XXXXF | MS | BASEPLATE ASSY DN3 EOM-UNF | 11
TH51217XXX1 | PR | PULTRUTED SUPPORT | 40
TH60119NM8X | PR | NUTPLATE 10 X 50 BUSBAR | #N/A
TH71296XXX1 | PR | FORM 4B BARRIER_FRONT | #N/A
TH71297XXX1 | PR | FORM 4B BARRIER_REAR | #N/A
TH73162XX10 | PR | SCPD HANDLE CUTOUT DOOR ,720F | #N/A
TH73246XXXX | PR | SCPD HANDLE CUTOUT DOOR ,80 PITCH | #N/A
TH78138X286 | MS | RELAY DOOR - 600W 760H | 11
TH78208X193 | MS | RELAY DOOR - 600W 860H | 11
TH78208X304 | MS | 1:TYPE'A + 1:TYPE'E + 1:SAL-48 | 11
TH78208X305 | MS | 2:TYPE'A + 2:SAL-64 | 11
TH90148XXX4 | IC OG Contact | INCOMING CONTACT SYSTEM 135A-TP. | 71
TH90148XXX5 | IC OG Contact | Power terminals 135A Outgoing-TP. | 71
TH90148XXX6 | IC OG Contact | 135A Customer Terminals-TP. | 71
TH90148XXX7 | IC OG Contact | INCOMING CONTACT SYSTEM 135A TPN | 71
TH90148XXX8 | IC OG Contact | Power terminals 135A Outgoing TPN | 71
TH90148XXX9 | IC OG Contact | 135A Customer Terminals TPN | 71
TH90149XXX5 | IC OG Contact | Power terminals 250A Outgoing-TP. | 71
TH90149XXX6 | IC OG Contact | 250A Customer Termination-TP. | 71
TH90149XXX7 | IC OG Contact | Power terminals 250A Incoming-tpn | 71
TH90149XXX9 | IC OG Contact | 250A Customer Termination-TPN | 71
TH90150XXX7 | IC OG Contact | Power terminals 400A Incoming TPN | 71
TH90150XXX8 | IC OG Contact | Power terminals 400A Outgoing TPN | 71
TH90150XXX9 | IC OG Contact | 400A Customer Terminal TPN | 71
UW112NFBA200017972 | ACB | OMEGA FR1 1250A N 4P100%N EBR | 51
UW112NFC0000017973 | ACB | OMEGA FR1 1250A N 4P100%NCR | 51
UW112NFC0000017975 | ACB | OMEGA FR1 1250A N 4P100%NCR | 51
WL443011OOOO | Meter | MFM 4430 LED meter Cl 1 with RS485 | 67
ZX80021 | Relay | MCOMP SMALL CURRENT MODULE 1 - 1.0M CABL | 67
ZX80040_E | Relay | MCOMP MAIN UNIT TCPIP FLAT LID - E | 67
ZX80043 | Relay | MCOMP USB DISPLAY - 2.0 M RJ11 CABLE | 67
3TH30220BN4 | 3TH | 3TH30,2 NO + 2 NC,250 V DC | 60
3TH30400BN4 | 3TH | 3TH30,4 NO,250 V DC | 60
EA51009XXXX | Extra | Reserved by DE1_THUNDER | 75
SA73103#RJ3 | MS | BRACKET - ACB MTG FRONT | 11
SA73250RENT1 | MS | TOP COVER - REAR | 11
SA73432RRJ3 | MS | BRACKET DRP PANEL - REAR | 11
SA73458 | MS | LINK SUPPORT TF3 1250-2000A FOR GUTKA | 11
SA73469 | MS | CABLE LINK CLAMP (FRONT) TF3 | 11
SA73490BT12 | MS | I/P BARRIER BOT - REAR LHS | 11
SA73490TT12 | MS | I/P BARRIER TOP - LHS REAR | 11
SA92485RENT1 | MS | COVER FRONT - BOT | 11
SA92576 | PR | PIB INTERLOCK - ASSEMBLY DOOR LOCK | 71
SA95247##05 | MS | HBB SUPPORT ASS. | 11
SH00037 | Extra | NYLON PUSHER FOR LABEL MOUNTING | 75
SH04000 | LED | ESBEE,GEN NEXT LED,AMBER,EILA220D | 61
SH21704#860 | MS | B.P. PLAIN - ( 800W X 600H ) | 11
SH21708###1 | MS | I/P BARRIER RIL J3-RHS FRONT TOP (6+6) | 11
SH21709 | MS | I/P BARRIER RIL J3 - RHS FRONT BOT | 11
SH21710##AB | MS | I/C BARRIER RIL J3-LHS TOP WITH ACB | 11
SH21710##NB | MS | I/C BARRIER RIL J3-LHS MID WITH ACB | 11
SH21710##NN | MS | I/C BARRIER RIL J3-LHS MID W/O ACB | 11
SH21711#MID | MS | I/C BARRIER RIL J3-RHS MID | 11
SH21711#TOP | MS | I/C BARRIER RIL J3-RHS TOP | 11
SH21712 | MS | SIDE B.P. - 600 COMPT | 11
SH21713 | MS | BARRIER ABOVE ACB - 600 COMPT | 11
SH77621 | MS | BRACKET WIRE SUPPORT RELAY DOOR TQ3 | 11
SH77622 | MS | BRACKET WIRE SUPPORT RELAY DOOR TQ3 | 11
SPE0117800491 | CT VT | 400-600-800A/1A,10VA,CL1,EPOXY RESIN CAS | 60
SPE0123800386 | CT VT | 400-600-800A/1A,15VA,5P10 CT | 60
SPE0145900019 | Terminal | PHOENIX OTTA 6-T/SB-P/P (3001269) TERMIN | 61
SPE0146200009 | Terminal | PHOENIX END COVER D-OTTA/RBO-SB-(300135 | 61
SPE0313200001 | Terminal | MOUNTING BASE: MBCHK | 61
SYQB024TF | Vendor | PART ASSEMBLED SWITCHBOARD | #N/A
SZP6103###1 | PR | DIRECT LINK SUPPORT | 40
SZS7692 | MS | BUSBAR SHIELD | 11
SZS7871 | MS | I/P BARRIER | 11
SZS7873###3 | MS | I/P BARRIER RHS COUPLING | 11
TF19075DRJ3 | MS | DROPPER BARRIER | 11
TF22589RRJ3 | MS | CABLE CLAMP | 11
TF50634 | Link | CABLE LINK-R1 & Y1 | #N/A
TF50636 | Link | CABLE LINK-B1 (MID. FDR.) | #N/A
TF69380 | MS | SUPPORT FOR LINK DROP CONNECT PNL TF3 | 11
TF72252 | MS | ACB DOOR - 600H 800W | 11
TF72253 | MS | RELAY DOOR-600H 800W | 11
TF72719##B1 | Link | DRP. LINK - B1 ( 65KA ) | #N/A
TF72719##R1 | Link | DRP LINK - R1 ( 65KA ) | #N/A
TF72719##Y1 | Link | DRP LINK - Y1 ( 65KSA ) | #N/A
TF72719A8B2 | Link | DRP LINK - B2 ( 65KA ) | #N/A
TF72719A8R2 | Link | DRP LINK - R2 ( 65KA ) | #N/A
TF72719A8Y2 | Link | DRP LINK - Y2 ( 65KA ) | #N/A
TF72724BOT8CUP | MS | REAR DOOR 800W- BOT600 | 11
TF72724TOP8CUP | MS | REAR DOOR 800W- TOP1200 | 11
TF72725DRPL | MS | REAR DOOR RESTING BRACKET LHS | 11
TF72725DRPR | MS | REAR DOOR RESTING BRACKET - RHS | 11
TF72795 | MS | RACKING I/L BRACKET FOR ACB DOOR(J3) | 11
TF72942 | MS | BRACKET FOR SHROUD | 11
TF72943 | MS | BRACKET FOR SHROUD | 11
XS00029 | PR | M6 X 16 MM CHEESE HEAD SCREW rohs | 61
CF70331 | MS | DIRECT LINK SHIELD | 11
CF74313 | MS | BASEPLATE GAP COVERING SHROUD | 11
FF18498 | MS | CN SHIELD-BOT 600 TF900 BC | 11
FF18500 | MS | C-N SHEILD ACB IN TOP 600 MM TF900 B/C | 11
SA74495 | MS | BRACKET SHROUD I/C,ACB TQ3FR | 11
SA74966 | MS | DROPPER LINK SUPPORT | 11
SA74967 | MS | BARRIER TOP 600MM COMP | 11
ST23385 | MS | BARRIER STRIPENDCOVER-LHS INTER COMP TF3 | 11
TF75236 | MS | ACB DOOR -600H | 11
TF75237 | MS | RELAY DOOR 320W- 600H | 11
TF75238 | MS | RELAY DOOR 320W -600H | 11
SA42067#####TF | Link | SPACER - EARTHBAR (6X50CU) | #N/A
SA45349 | Link | DROPPER LINK (R1)1000A ACB),TF3-900 | #N/A
SA45350 | Link | DROPPER LINK (R2-1000A ACB),TF3-900 | #N/A
SA45351 | Link | DROPPER LINK (Y1-1000A ACB),TF3-900" | #N/A
SA45352 | Link | DROPPER LINK (Y2-1000A ACB),TF3-900 | #N/A
SA45353 | Link | DROPPER LINK (B1-1000A ACB),TF3-900 | #N/A
SA45354 | Link | DROPPER LINK (B2-1000A ACB),TF3-900 | #N/A
SH31430B100 | Link | CABLE LINK FOR TF900 C-POWER UPTO 1250 | #N/A
SH31430R100 | Link | CABLE LINK FOR TF900 C-POWER UPTO 1250 | #N/A
SH31430Y100 | Link | CABLE LINK FOR TF900 C-POWER UPTO 1250 | #N/A
SZQ4437 | Link | FISH PLATE | #N/A
TF75004##B1 | Link | RISER LINK 800-1000 FRONT CB ACCESS | #N/A
TF75004##B2 | Link | RISER LINK 800-1000 FRONT CB ACCESS | #N/A
TF75004##R1 | Link | RISER LINK 800-1000 FRONT CB ACCESS | #N/A
TF75004##R2 | Link | RISER LINK 800-1000 FRONT CB ACCESS | #N/A
TF75004##Y1 | Link | RISER LINK 800-1000 FRONT CB ACCESS | #N/A
TF75004##Y2 | Link | RISER LINK 800-1000 FRONT CB ACCESS | #N/A
TF75005##B1 | Link | CABLE LINK FRONT CABLE ACCESS (800-1000) | #N/A
TF75005##R1 | Link | CABLE LINK FRONT CABLE ACCESS (800-1000) | #N/A
TF75005##Y1 | Link | CABLE LINK FRONT CABLE ACCESS (800-1000) | #N/A
TF75235 | Link | BUSBAR | #N/A
ACBSCQE980-771 | ACB | ACB 0800 A , ELECTRICAL-(Motor oprtd-S. | 51
BB2010DC | MCB | 10A DP C-curve 250V DC 6kA | 66
SA40564 | Link | SPACER ACB LINKS TG | #N/A
SH00024D03R | CT VT | 200/1A 10VA CL1 BPL RC CT | 60
SPE0005800795 | Meter | AMMETER RISHAB,0-200-1600A,CLASS 1 | 60
SPE0005800796 | Meter | AMMETER RISHAB,0-250-2000A,CLASS 1 | 60
SPE0117801015 | CT VT | 250A/1A,10VA,CL1,RESIN CAST (CLASS-E) | 60
SPE0171500037 | Relay | REM615,HBMCAEAGNBA1BNN1XG | 60
SPE0191500009 | Relay | PQ8NC2JW,1MYN563652-NAS | 60
SPE0293500968 | Sel Sw | SALZER D-DC STD,16A,2P,4POS SWITCH | 60
SPE0430000128 | CT VT | 200A/1A,15VA,5P10 CT | 60
SPE0430000129 | CT VT | 250A/1A,15VA,5P10 CT | 60
SYQE980TF | Vendor | PART ASSEMBLED SWITCHBOARD | #N/A
VAA31ZG8307B(M) | Relay | VAA31 RELAY W.D.: MBDZ859-09-2 | 60
SH97711 | MS | VACANT DOOR ASSY 700MM TQ3 | 11
SA73821 | MS | SIC MEMBER RHS 700MM TQ3(JIT) | 11
SA74793 | MS | BRACKET BASE PLATE FIXING | 11
SA75656 | MS | SIDE PARTITION RHS DF (welded) | 11
SZP7227 | MS | CABLE LINK SUPPORT TOP.FOR SUP | 11
SA74657 | MS | NGLE DROPPER BARRIER TQ3 (JIT) | 11
TQ31022 | MS | DOOR-600 FN125 | 11
SZQ7758 | MS | BRACKET CBC TRAY | 11
TQ31021 | MS | DOOR - 500 | 11
TQ30004 | MS | CONTROL PLATE | 11
SZP7186 | MS | BASE PLATE 400 mm | 11
SA73996 | MS | CONTACT PLATE | 11
SH77676 | MS | BRACKET -1:TEST PB (ESBEE MAKE) | 11
SA74631 | MS | SIDE PLATE RHS PT TQ3 | 11
SA74535 | MS | ANGLE FIXED FEEDER TQ3 | 11
SA73784IP2X | MS | END PLATE RHS 500MM TQ3(For GR) | 11
SA93229 | MS | DOOR 400MM FN63 TQ3 (JIT) | 11
SZR7001 | MS | TERMINAL SUPPORT | 11
SZR7637 | MS | BRACKET MTB INTQ3 | 11
SZR7640 | MS | BRACKET | 11
SZR7641 | MS | WIRE STRIP | 11
SA74532 | MS | BASE PLAT(FXD 300FN63+HM120)TQ3(JIT | 11
SA73805IP2X | MS | END PLATE LHS 500MM TQ3(For GR) | 11
SA73806IP2X | MS | ENDPLATE LHS IP2X -600 | 11
SB70685IP2X | MS | END PLATE RHS 600MM TQ3 | 11
TQ41371##06 | MS | ANGLE FOR B.P. FIXING-600 | 11
SA74599SL | MS | CBC DOOR SIEMENS LOCK TQ3\SUP | 11
SA74615 | MS | AL BOTTOM PLATE SUP TQ3 | 11
SA93577 | MS | BOTTOM COVER ASSEMBLY TQ3 (JIT) | 11
SZR7825 | MS | CABLE LINK SUPPORT(BOT) FOR 3KA843/44 | 11
SA74607 | MS | CBC SHIELD DF SUP TQ3 | 11
SA74600#RJ3 | MS | TRAY (VACANT COMPT) TQ3 (JIT) | 11
SH79563#RJ3 | MS | TRAY TQ3 D/O 500 & ABOVE - RIL J3 | 11
SA73783IP2X | MS | ND PLATE RHS 400MM TQ3( For GR) | 11
SA73804IP2X | MS | END PLATE LHS 400MM TQ3( For GR) | 11
SA73859#RJ3 | MS | TRAY ABOVE 200MM TQ3 - RIL J3 | 11
TQ51173 | MS | DOOR-400 FN63+2:CP TQ3 D/O | 11
TQ63833 | MS | BRACKET FOR CT TERMINAL | 11
TQ65039 | MS | CONTROL PLATE | 11
TQ65071#404 | MS | BASE PLATE | 11
TQ65071#431 | MS | BASE PLATE | 11
SA73277#RJ3 | MS | BOTTOM PLATE (CBC) TQ3 - DF (RIL J3) | 11
SA73280#RJ3 | MS | BOTTOM PLATE (CBC-REAR ) TQ3-DF (RIL J3 | 11
TQ41023#RJ3 | MS | FIXED TRAY PT FDR TQ3 FIXED | 11
TQ28645 | MS | TEMPLATE FOR FAB ITEMS | 11
SA73972#T12 | MS | DROPPER SHIELD TQ3 (RHS TOP) DF TQ3 | 11
TQ45140#100 | MS | SIDE PARTITION TOP RHS-MTB WIRING | 11
TQ51834IP2X | MS | END PLATE RHS SIZE 700 | 11
TQ65071#414 | MS | BASE PLATE | 11
TQ40511 | MS | VERT. CHANNEL ASSY. | 11
SA73605#RJ3 | MS | TOP TRAY UC FRONT TQ3- RIL J3 | 11
SA73610SLENT1 | MS | CBC DOOR SIEMEMS LOCK (F) ETH NUT - TQ3 | 11
SH77937#RJ3 | MS | FIXED TRAY - TQ3 - RIL J3 | 11
TQ31023 | MS | DOOR - 700 FN125 2:CP C/O | 11
TQ65038 | MS | DOOR-600 D/O | 11
TQ65040 | MS | DOOR 600 | 11
SA92763SLENT1 | MS | TOP COVER FRONT-SIEMENS LOCK TQ3 | 11
SA93563#RJ3 | MS | BOTTOM PLATE ASSY WITH HOLES FOR TRAFO | 11
TQ65071##22 | MS | BASE PLATE | 11
SA73807IP2X | MS | DRILLING DETAILS FOR ENDPLATE - LHS | 11
TQ51996 | MS | CONTROL PLATE | 11
TQ65071##11 | MS | BASE PLATE | 11
TQ65071#306 | MS | BASE PLATE | 11
TQ65071#417 | MS | BASE PLATE | 11
TQ65071#441 | MS | BASE PLATE | 11
SB70686IP2X | MS | END PLATE RHS(SIZE 400 MM)(For GR) | 11
TQ66474##01 | MS | Door-600 | 11
TQ65071#124 | MS | BASE PLATE | 11
TQ65071###1 | MS | BASE PLATE | 11
TQ64396 | MS | DOOR 800 | 11
SZP7185#RJ3 | MS | BASE PLATE | 11
TQ64749 | MS | HOR CHANNEL | 11
TQ64750 | MS | VERTICAL BRACKET | 11
TQ64751 | MS | WIRE BUNCH SUPPORTING BKT | 11
TQ64752 | MS | LHS CABLE CLAMP BRACKET - RIO PANEL | 11
TQ65067 | MS | FAN BRACKET - RAIO PANEL - RIL J3 | 11
SA73605#RIO | MS | TOP TRAY UC FRONT TQ3 (FOR RIO PANEL) | 11
SZS7600 | MS | BRACKET FOR DOOR LIMIT SWITCH | 11
TQ65108FLHS | MS | TUBE BRACKET-FRONT LHS | 11
TQ65108FRHS | MS | TUBE BRACKET - FRONT RHS | 11
TQ65108RLHS | MS | TUBE BRACKET - REAR LHS | 11
TQ65108RRHS | MS | TUBE BRACKET - REAR RHS | 11
TQ65016 | MS | RAIO PANEL DOOR - ASSY | 11
SZS4764DR12 | Link | DROPPER TOP - 12 X 50 | #N/A
SZS4748 | Link | CABLE LINK-R | #N/A
SZS4749 | Link | CABLE LINK-Y | #N/A
SZS4750 | Link | CABLE LINK-B | #N/A
SZS4764DR10 | Link | DROPPER TOP - 10 X 30 | #N/A
SZS4765BBOT | Link | BOTTOM LINK - Y PHASE | #N/A
SZS4765BTOP | Link | TOP & BOTTOM LINK | #N/A
SZS4765RBOT | Link | BOTTOM LINK - R PHASE | #N/A
SZS4765RTOP | Link | TOP & BOTTOM LINK | #N/A
SZS4765YBOT | Link | BOTTOM LINL - Y PHASE | #N/A
SZS4765YTOP | Link | TOP & BOTTOM LINK | #N/A
SZS4766#BOT | Link | BOTTOM NEUTRAL LINK | #N/A
SZS4766#TOP | Link | TOP & BOTTOM NEUTRAL LINK | #N/A
SA42825 | Link | FISH PLATE (AUX. BUSBAR) - 5 X 25 CU | #N/A
ST26408 | Link | AUX BUS BAR TF3/TQ3 3 PANEL | #N/A
SZT4016 | Link | CABLE LINK-N | #N/A
TQ64909N160 | Link | CUT DROPPER -N | #N/A
TQ64909P160 | Link | CUT DROPPER -PH | #N/A
SA43680####CGF | Link | SPACER :R PH Z LINK TQ3 D/F | #N/A
SH49643B1FC#GF | Link | Z LINK B1 | #N/A
SH49643B2FC#GF | Link | Z LINK B2 | #N/A
SH49643N1XC#GF | Link | Z LINK N1 | #N/A
SH49643R1FC#GF | Link | Z LINK R1 | #N/A
SH49643R2FC#GF | Link | Z LINK R2 | #N/A
SH49643Y1FC#GF | Link | Z LINK Y1 | #N/A
SH49643Y2FC#GF | Link | Z LINK Y2 | #N/A
SZS4767DR10#GP | Link | DROPPER BOTTOM-10X30 | #N/A
SZS4767DR12#GP | Link | DROPPER BOTTOM-12X50 | #N/A
SH35086C6GP | Link | 250 SP ADAPTORS - FOR 50,70 SQ MM | #N/A
FZX40022 | Relay | MCOMP TO USB DISP RJ11 CABLE - 1M | 67
ZX80006 | Relay | MCOMP CURRENT MODULE 1 - 0.5M CABLE | 67
ZX80032 | Relay | MCOMP MAIN UNIT MODBUS FLAT LID | 67
ZX80054 | Relay | MCOMP CURRENT MODULE 5 - 0.3M CABLE | 67
ZX80008 | Relay | MCOMP CURRENT MODULE 3- 0.5M CABLE | 67
ZX80053 | Relay | MCOMP CURRENT MODULE 4 - 0.3M CABLE | 67
SPE0023400086 | Meter | VOLTMETER MOVING COIL (AC),0-500V,RISHAB | 60
SPE0359200001 | CFL | LAMP ASSEMBLY:FMS 200 / 111 | 61
VAGM22AF171G | Relay | VAGM22AF171G (MADZ602.15-2) | 60
SA75064 | PR | PADLOCKING LEVER SAFETY SHUTTER TQ3 | 61
SH67213 | PR | RACKING SCREW TQ3 D/O MODULE BIG | #N/A
SH99143 | PR | FRONT HOR. SUPPORT ASSY.CHASSIS NEW PL | #N/A
SH03962 | LED | ESBEE,GEN NEXT LED,RED,EILR024C | 61
SPE0117300081 | MCB | DX3,2 POLE,4A,250VDC | 60
SPE0117300087 | MCB | DX3,2 POLE,2A,250VDC | 60
SH79448 | PR | LOCKING LEVER ( NEW)TQ3 CHASSIS | #N/A
SPE0143500006 | ELR | PROKDV ELR,230V AC,65MM | 60
SPE0043321821 | CT VT | CONTROL TRAFO 415/240V, 3000VA | 60
SPE0005800690 | Meter | AMMETER RISHAB,0-800A,CLASS 1 | 60
SPE0166300003 | Communication | DFADLCTYPDPM.OPTIPLUS,ADAPT LC MM-ZR SLE | 60
SPE0247000007 | Communication | LC SIMPLEX,1M,DFPGS3LCXX01(MM62.5) | 60
SPE0117300168 | MCB | DX3,2 POLE,20A,250V DC,NOT APPLICABLE | 60
SPE0201400003 | PR | ACS-PT SLEEVE,3.2 MM,YELLOW | #N/A
SPE0005800835 | Meter | AMMETER RISHAB,0-50-400A,CLASS 1.5 | 60
SPE0043321814 | CT VT | CONTROL TRAFO 415/24V, 3000VA | 60
SPE0145900015 | Terminal | PHOENIX ST4-HESI(5X20)GY/GY(3039890) TER | 61
SPE0117800112 | CT VT | 75A/1A,10VA,CL1,RESIN CAST | 60
SPE0117800113 | CT VT | 1A/1A,10VA,CL1,RESIN CAST | 60
SPE0005800834 | Meter | AMMETER RISHAB,0-20-160A,CLASS 1.5 | 60
SPE0117800284 | CT VT | 20A/1A,10VA,CL1,RESIN CAST (CLASS-E) | 60
SPE0117800343 | CT VT | 100A/1A,10VA,CL1,RESIN CAST (CLASS-E) | 60
SPE0117800280 | CT VT | 15A/1A,10VA,CL1,RESIN CAST (CLASS-E) | 60
SPE0117800278 | CT VT | 3A/1A,10VA,CL1,RESIN CAST (CLASS-E) | 60
SPE0005800833 | Meter | AMMETER RISHAB,0-15-120A,CLASS 1.5 | 60
SPE0005800848 | Meter | AMMETER RISHAB,0-100A,CLASS 1.5 | 60
SPE0005800861 | Meter | AMMETER RISHAB,0-100-800A,CLASS 1.5 | 60
SPE0108600063 | Sel Sw | SALZER 16 A, 2 POLE, 4 POSITION | 60
SPE0324300001 | Filter | JAINSON FILTER:JSAV-03 | 60
SPE0005800829 | Meter | AMMETER RISHAB,0-3-24A,CLASS 1.5 | 60
SPE0005800836 | Meter | AMMETER RISHAB,0-75-600A,CLASS 1.5 | 60
SPE0259100013 | 3TH | 3TH30 AC,2 NO + 2 NC,415V AC,50 HZ,3TH30 | 60
SPE0117800353 | CT VT | 800A/1A,15VA,CL1,RESIN CAST (CLASS-E) | 60
SPE0165500004 | Communication | DIGILINK OPTIPLUS LIU-DFBOX24WXXXX | 60
SPE0165200003 | Communication | OPTIPLUS ADAPTOR DFPNLSC06X,1X6 SC- SIMP | 60
SPE0276300004 | CFL | TUBE LIGHT,PHILIPS,240V,15W | 61
SPE0323000001 | Relay | OMRON RELAY MODEL:MYS 2202B | 60
SPE0323100002 | Relay | SOCKET MODEL NO,PYF08A-N | 60
SPE0323500001 | Relay | SOCKET CLIP:PYC-A1 | 60
SPE0324500001 | Fan | HICOOL FANS MODEL:17A24HBDC | 60
CQ60231 | PR | RIO PANEL TOUGHENED GLASS | #N/A
SPE0117800115 | CT VT | 50A/1A,10VA,CL1,RESIN CAST | 60
SPE0186700001 | Communication | PHOENIX IC-DFR 2,1852024 | 60
PVC_TROUGH_45X45 | PR | GREY PVC TROUGH HXW:45X45 L=1M | #N/A
SPE0216400005 | Terminal | WAGO MALE,12P,231-612/019-000 | 61
SPE0185400001 | Communication | PHOENIX MSTB 2,5/2-STF-5,08,1777989 | 60
SPE0186600001 | Communication | PHOENIX IC 2,5/2-STGF-5,08,1825501 | 60
SPE0145900007 | Terminal | PHOENIX UIK 35 (3006182) TERMINAL | 61
SPE0185300008 | PR | TROUGHS 30H X 25W | 75
SH57106 | PR | STOPPER 250/500A I/C CONTACTS | #N/A
SPE0241900109 | PR | Amar Industries BB END CAP-3:6.35x152.4 | #N/A
SPE0146200003 | Terminal | PHOENIX END COVER D-ST 2,5 (3030417) | 61
SPE0185300006 | PR | TROUGHS 60H X 25W | 75
VAJC11ZF1004ABA | Relay | AREVA VAJC11 RELAY WD NO:01VAJC11ZF-001 | 60
SA60307 | PR | XTENSION SHAT FN | 61
CQ60232 | PR | RIO PANEL GLASS MOUNTING GASKET | #N/A
MH11244 | PKG | CORRUGATED PADDING,800(W)X75(H)X30(T)MM | 20
SFCPEC0530 | PKG | STRETCH FLIM 500 MM WIDTH | 20
SFCPEC0561 | PKG | ANGLE BOARD FOR SWBD PACKING | 20
SHP1140 | PKG | LOOSE BATTEN OF WOOD, SIZE 72X35X813MM | 20
CS94101BOOO | MNX | MNX 18 CONTR.3 M+1NC240V.50Hz | 53
CS94203OOOO | MNX | MNX 45/80 ADD-ON BL.2ND-LEFT | 53
CS94204OOOO | MNX | MNX A-4 ; 45-80 ADD-ON BLOCK 2nd RIGHT | 53
SK91525OOOO | FN | HANDLE ASSEMBLY SIZE 2 (FNX125/250) | 53
SK91526OOOO | FN | HANDLE ASSEMBLY SIZE 3 (FNX315/1000) | 53
SK95233OOOO | FN | Switched Neutral kit FN125 | 53
SS94623BOOO | mnx | SURGE SUP.MN-S1 110-240V | 53
SB90744OOOO | FN | FN1000H SD TPN WITH 1NO+1NC AUX. CONTACT | 53
CS97077BOOO | MNX | MNX 80 Contactor: 240V, 50Hz | 53
SB90742OOOO | FN | FN160 SDF WITH AUX. CONTACT W/O HANDLE | 53
SF90158OOOO | Fuse | Fuselink HF 50A Cylindrical | 53
CQ73975 | MS | RIO PANEL BASE PLATE (ALTERNATE FOR ROCK | 11
SA73801IP2X | MS | lhs end plate 300mm | 11
TQ61754 | MS | BKT FOR RISER LINK SUPPORT | 11
TQ63847RIL | MS | SIDE BASE PLATE FOR 1000MM FDR. | 11
SA73822 | MS | SIC MEMBER RHS 800MM TQ3(JIT) | 11
SYQJ585TQ | Vendor | PART ASSEMBLED SWITCHBOARD | #N/A
SYQJ585TQMO1 | Vendor | GENERIC FEEDER | #N/A
CS94194BOOO | MNX | COIL MNX 185/225 240V AC 50Hz | 53
SA73782IP2X | MS | END PLATE RHS 300MM TQ3 (For GR) | 11
SA74673#RJ3 | MS | BASE PLATE | 11
SA74697IP2X | MS | DRILLING DETAILS FOR ENDPLATE - LHS | 11
SA74733IP2X | MS | DRILLING DETAILS FOR ENDPLATE - RHS | 11
SH79452##07 | MS | DROPPER BARRIER | 11
SH79872 | MS | BASE PLATE | 11
SK95516OOOO | FN | Switched Neutral kit FN250 | 53
SPE0005800831 | Meter | AMMETER RISHAB,0-5-40A,CLASS 1.5 | 60
SPE0117800140 | CT VT | 200A/1A,10VA,CL1,RESIN CAST | 60
SPE0117800279 | CT VT | 5A/1A,10VA,CL1,RESIN CAST (CLASS-E) | 60
SPE0117800281 | CT VT | 30A/1A,10VA,CL1,RESIN CAST (CLASS-E) | 60
SPE0145900003 | Terminal | PHOENIX ST 2.5 (3031212) TERMINAL | 61
SYQJ596TQ | Vendor | PART ASSEMBLED SWITCHBOARD | #N/A
SYQJ596TQMO1 | Vendor | GENERIC FEEDER | #N/A
SYQJ596TQMO2 | Vendor | SYQJ596 MATERIALS | #N/A
SZP7270 | MS | BRACKET-TOP CONTROL PLATEB TQ3 | 11
SZP7271 | MS | BRACKET-TOP CONTROL PLATEB TQ3 | 11
TQ30024 | MS | TQ30024 | 11
TQ65071#223 | MS | BASE PLATE | 11
TQ65071#309 | MS | AUX. BASE PLATE | 11
TQ65071#443 | MS | BASE PLATE | 11
ZX80007 | Relay | MCOMP CURRENT MODULE 2 - 0.5M CABLE | 67
ZX80009 | Relay | MCOMP CURRENT MODULE 4 - 0.5M CABLE | 67
SH49641B2FA | Link | Z LINK SF 600mm DEEP | #N/A
SH49641N1XA | Link | Z LINK SF 600mm DEEP | #N/A
SH49641R1FA | Link | Z LINK SF 600mm DEEP | #N/A
SH49641R2FA | Link | Z LINK SF 600mm DEEP | #N/A
SH49641Y1FA | Link | Z LINK SF 600mm DEEP | #N/A
SH49641Y2FA | Link | Z LINK SF 600mm DEEP | #N/A
SZP4701 | Link | AUX BUSBAR DISTRIBUTION FDR | #N/A
SA73106 | MS | CABLE CLAMP BRACKET SF TQ3 | 11
SA73164SLENT1 | MS | TOP COVER REAR WITH EARTHING NUT | 11
SA74634 | MS | SIDE PLATE RHS TQ3 | 11
SH77939 | MS | BASE PLATE 300mm FIXED | 11
SH77940 | MS | BASE PLATE 400 | 11
SH77968#200 | MS | ADD ON BASE PLATE | 11
SH77978#D | MS | SHROUD BASE PLATE | 11
SH77978#DN0 | MS | BASEPLATE-DN0 BELOW BASEPLATE | 11
SZP7782##02 | MS | END PLATE - TQ3 FORM IV-200 | 11
TQ52019##02 | MS | END PLATE RHS FRONT | 11
TQ56770 | MS | DOOR-500 | 11
TQ59733 | MS | THERMOSTAT & OTHER EQP | 11
TQ60320 | MS | DOOR 300 DM/DL100 | 11
TQ66540##01 | MS | DOOR-300 | 11
TQ66540##02 | MS | DOOR-600 | 11
AD966Y | MCB | 16A 30mA RCBO 2P 6kA | 60
BB10100C | MCB | MCB 10kA SP C-curve 10A | 53
BB10160C | MCB | MCB 10kA SP C-curve 16A | 53
BB10200C | MCB | MCB 10kA SP C-curve 20A | 53
BB30320C | MCB | MCB 10kA TP C-curve 32A | 53
CK90164BOOO | DN | Motorised COSD Frame 3-250A-240V a.c. | 52
CM91612OOKOOG | DN | MCCB DN0-100C 100A 3P TM 40 deg | 52
CM92054OOOOAG | DN | MCCB dsine DN2-250D 250A 3P MTX 2.0 | 52
CM97886OOOO | DN | ACC DN0/1,DU100H/DU250 AUX CON 1C/O-RHT | 52
CM97896OOOO | DN | ACC DN0 ROM Extended | 52
CM97919OOF2OG | DN | MCCB dsine DN0-100D 40A 4P TM 40 deg | 52
SH00022D10E | CT VT | 150-200/1A 10VA CL1 BPL ERC CT | 60
SH57240 | PR | EMERGENCY STOP PUSH BUTTON GUARD | #N/A
SL97589OOOO | DL/DM | MCCB DM16 10A 3P Mag | 52
SL97591OOOO | DL/DM | MCCB DM16 16A 3P Mag | 52
SPE0005800962 | Meter | AMMETER RISHAB,0-200A,CLASS 1 | 60
SPE0023400114 | Meter | VOLTMETER MOVING COIL (AC),0-500V,RISHAB | 60
SPE0043321900 | CT VT | CONTROL TRAFO 415/24V, 1000VA | 60
SPE0053400593 | MCB | LEXIC,2 POLE,16A,DC,250V | 60
SPE0114400049 | Timer | MICON 225,24-240V AC/DC,2A5DT5,#GICEMCAT | 60
SPE0114400053 | Timer | MICON 225,24-240V AC/DC,2ANDT0,#GICEMCAT | 60
SPE0117300025 | MCB | LEXIC,2 POLE,40A,DC,250V | 60
SPE0117300091 | MCB | DX3,2 POLE,16A,250VDC | 60
SPE0132200691 | Wire | POLYCAB,2.5SQMM,WHITE,ZHLS,650/1100V WIR | 72
SPE0146100001 | Terminal | PHOENIX END CLAMP E/UK | 61
SPE0159200042 | Terminal | ELMEX CBT M5 TERMINAL | 61
SPE0159300007 | Terminal | ELMEX END PLATE EPS4 | 60
SPE0159900001 | Terminal | ELMEX END CLAMP SCUN | 61
SPE0160300017 | Terminal | ELMEX MARKR KN6.5,1-5 | 61
SPE0168100007 | Terminal | PHOENIX MARKER ZB 5 LGS (1050017) 11-20 | 61
SPE0168200003 | Terminal | PHOENIX MARKER ZB 5 LGS (1050017) 31-40 | 61
SPE0168400003 | Terminal | PHOENIX MARKER ZB 5 LGS (1050017) 21-30 | 61
SPE0180400005 | PB | ESBEE UNSHROUDED,YELLOW,NOT APPLICABLE,H | 60
SPE0293501369 | Sel Sw | SALZER S-AC STD,16A,6P,4POS SWITCH | 60
SS53023 | PR | BRACKET,RESET CORD MN5 RELA,TQ3 | #N/A
SYRD070TQ | Vendor | PART ASSEMBLED SWITCHBOARD | #N/A
SZR7057 | MS | CABLE CLAMP BRACKET | 11
SZS4532##AL | Link | ISOLATION LINK | #N/A
TQ63481###B | Link | I/C LINKS-B-CO3-250 | #N/A
TQ63481###N | Link | I/C LINKS-N-CO3-250 | #N/A
TQ63481###R | Link | I/C LINKS-R-CO3-250 | #N/A
TQ63481###Y | Link | I/C LINKS-Y-CO3-250 | #N/A
TQ63482###N | Link | CONN LINK-N | #N/A
TQ63482###R | Link | CONN LINK-R | #N/A
TQ63483 | MS | BASE PLATE CO3-250 | 11
TQ63484##C3 | MS | BASEPLATE MTG BKT | 11
TQ63486 | MS | CABLE SUPPORT - TIE UP | 11
TQ65803###B#AL | Link | ADAPTOR | #N/A
TQ65803###R#AL | Link | ADAPTOR | #N/A
TQ65803###Y#AL | Link | ADAPTOR-Y | #N/A
TQ65804###Y#AL | Link | I/C LINK-Y | #N/A
TQ65804##RB#AL | Link | I/C LINK-R,B | #N/A
TQ66533##RB | Link | O/G LINK | #N/A
TQ66533##Y1 | Link | ADAPTOR -Y | #N/A
TQ66533##Y2 | Link | O/G LINK-Y | #N/A
TQ66534NI12 | Link | N LINK | #N/A
TQ66534NO12 | Link | N LINK | #N/A
TQ66535##NB | Link | CUT DROPPER-N | #N/A
TQ66535##NT | Link | CUT DROPPER-N | #N/A
TQ66535#PHB | Link | CUT DROPPER | #N/A
TQ66535#PHT | Link | CUT DROPPER | #N/A
TQ66537DR01 | MS | DOOR-800-CO-3 | 11
TQ66537DR02 | MS | DOOR-700-DN-2 | 11
TQ66538 | MS | BARRIER | 11
TQ66539 | MS | AUX BASE PLATE | 11
WL400010OOOO | Meter | kWh LED meter Cl 1 without RS485 | 53
XM81520 | PR | RESET CORD MN2/5 (SMALL) TQ3 | 61
XM81521 | PR | RESET CORD MN2/5 (BIG) TQ3 | 61
SA73505 | MS | BASE PLATE-AUX EQUIPMENT TF3(JIT) | 11
SA73287#T16 | MS | BOTTOM PLATE (CBC REAR ) TQ3-SF | 11
SA75655#T16 | MS | SIDE PARTITION RHS SF (welded) | 11
SA75601R4A8 | MS | dir link support suitable for frame 1aoc | 11
SA93561 | MS | DOOR ASSEBLY(FIXED PT)TQ3 | 11
SZP7439 | MS | TOP PLATE:AOC 3MM TH MS | 11
SH21132###C | MS | INTER COMPARTMENT BARRIER-TF9 | 11
SA74499 | MS | SUPPORT NEUTRAL ACB, TQ3FR | 11
SA75601D4A8 | MS | dir link support suitable for frame 1aoc | 11
TQ59584 | MS | BASE PLATE | 11
CQ71397 | MS | DOOR-300 DN2-250 | 11
TF74069MPMS | MS | DROPPER PANEL BASE PLATE-TF9 | 11
TF74069TPMS | MS | DROPPER PANEL BASE PLATE-TF9 | 11
CF74976 | MS | CRADLE WIRE SUPP BKT - 2000C | 11
TF74071MPMS | MS | BRACKET FOR BARRIER320W PNL TF9 | 11
TF74071TPMS | MS | BRACKET FOR BARRIER320W PNL TF9 | 11
CQ73434 | MS | DOOR - 600 | 11
SA74323 | MS | TOP PLATE SF TQ3FR | 11
CQ73978 | MS | DOOR 600H TRAFO | 11
CQ73980 | MS | DOOR 500H | 11
CF75958 | MS | DOOR 450H | 11
CF75959 | MS | AUX DOOR 600H | 11
CF75957 | MS | ACB DOOR 750H | 11
SA74533#700 | MS | BASE PLATE | 11
SA74524 | MS | BASE PLATE PT TQ3 | 11
TQ60603 | MS | BASE PLATE | 11
SZR7110 | MS | BASE PLATE-DM/DL250+MNX225/MNX265 D/O | 11
SA45532B3SF | Link | AL DL B3 UPTO 1600C 3/4P TBB TQ3-SF | #N/A
SA45532R3SF | Link | AL DL R3 UPTO 1600C 3/4P TBB TQ3-SF | #N/A
SA45532Y3SF | Link | AL DL Y3 UPTO 1600C 3/4P TBB TQ3-SF | #N/A
SA45532B4SF | Link | AL DL B4 UPTO 1600C 3/4P TBB TQ3-SF | #N/A
SA45532R4SF | Link | AL DL R4 UPTO 1600C 3/4P TBB TQ3-SF | #N/A
SA45532Y4SF | Link | AL DL Y4 UPTO 1600C 3/4P TBB TQ3-SF | #N/A
SA46090B201 | Link | CABLE LINK B PHASE | #N/A
SA46090R201 | Link | CABLE LINK R PHASE | #N/A
SA46090Y201 | Link | CABLE LINK Y PHASE | #N/A
SZP4972 | Link | N ISOLATION | #N/A
SA45532N2SF | Link | Direct Link N2 | #N/A
TQ58112###A | Link | ADAPTOR | #N/A
TQ60600###A | Link | CONN LINK-R | #N/A
TQ60602###A | Link | CONN LINK-B | #N/A
SH49652###BA## | Link | I/C LINK-R DN2-250 | #N/A
SH49652###RA## | Link | I/C LINK R DN2 250 | #N/A
SZT4671###A | Link | ADAPTOR LINK-Y | #N/A
TQ60601###A | Link | CONNECTING LINK-Y | #N/A
SZQ4408###A | Link | I/C LINK N2 FOR 3KA10 D/O TQ3 | #N/A
SZQ4410###A | Link | O/G LINK N2 FOR 3KA10 D/O TQ3 | #N/A
SZQ4411###A | Link | FISH PLATE N FOR 3KA10 TQ3 D/O | #N/A
SH49653###A## | Link | I/C LINK Y DN2-250 | #N/A
CQ41900 | Link | BUSBAR | #N/A
SA46090N241 | Link | CABLE LINK N PHASE | #N/A
ACBSCS1691-101 | ACB | ACB 1000 A , ELECTRICAL-(Motor oprtd-S. | 51
BB10020C | MCB | MCB 1P 2A "C" Curve 10kA | 53
CA54043XXX2 | PR | TWIN BELLOW 55mm | #N/A
CAG14AF8002A(M) | Relay | CAG14AF8002ACH RELAY | 60
CM92005OOH1OG | DN | MCCB dsine DN2-250N 63A 3P TM (Mag 6-10) | 52
CM92005OOK1OG | DN | MCCB dsine DN2-250N 100A 3P TM(Mag 6-10) | 52
CM92171OOPOOG | DN | MCCB dsine DN2-250M 250A 3P 10In | 52
CM94003OOR1OG | DN | MCCB dsine DN3-400N 400A 3P TM(Mag 6-10) | 52
CQ40647BB42 | Link | ADAPTOR LINKS B-PH BOT ENTRY | #N/A
CQ40647RB4# | Link | ADAPTOR LINKS R-PH BOT ENTRY | #N/A
CQ40647YB42 | Link | ADAPTOR LINKS Y-PH BOT ENTRY | #N/A
CQ73982 | MS | CONTROL PLATE-TQ3 | 11
CQ73983 | MS | CONTROL PLATE-TQ3 | 11
CS94110AOOO | MNX | MNX 25 CONTR.110V 50Hz | 53
CS94164AOOO | MNX | SURGE SUPPRESSOR : MNX-S4 (110V) | 53
CS94826AOOO | MO | MO 0ac(3NO+2NC) Contactor 110 V 50/60 Hz | 53
SA46090B101 | Link | CABLE LINK B | #N/A
SA46090R101 | Link | CABLE LINK R | #N/A
SA46090Y101 | Link | CABLE LINK Y | #N/A
SA74529 | MS | DOOR 600 | 11
SA74636 | MS | END PLATE 700 MM | 11
SH04001 | LED | ESBEE,GEN NEXT LED,BLUE,EILB220D | 61
SH67226 | PR | STOPPER FOR SLIDING PLATE (TF) | #N/A
SH97752 | ACB | C-POWER CRADLE ASSY 1000A [C] ELEC 4POLE | 51
SH99378 | PR | CAMLOCK (PADLOCK INCLUDED) | #N/A
SPE0005800118 | Meter | AMMETER RISHAB,0-200A,CLASS 1 | 60
SPE0023400133 | Meter | VOLTMETER MOVING IRON (AC),0-500V,RISHAB | 60
SPE0040600539 | Meter | AMMETER,0-1000A,1A,SIF96,MI(AC),RISHAB | 60
SPE0043321822 | CT VT | CONTROL TRAFO 415/110V, 3000VA | 60
SPE0043321833 | CT VT | CONTROL TRAFO 415/240V, 5000VA | 60
SPE0089500150 | Relay | MICOM P127AA0Z112**0 | 60
SPE0107800906 | CT VT | 1000A/1A CLPS CTs | 60
SPE0108600040 | Sel Sw | SALZER 16 A, 6 POLE, 4 POSITION | 60
SPE0117802350 | CT VT | 1000A/1A,10VA,CL0.5,RESIN CAST (CLASS-E) | 60
SPE0122400002 | OEN | 4R 24V DC 2 C/O | 60
SPE0123800789 | CT VT | 1000A/1A,10VA,5P20 CT | 60
SPE0149200122 | Meter | EM6400NG METER,44-277V AC/DC,0.2 | 60
SPE0182000002 | Relay | TPU03,110V AC,2 C/O,AUTO RESET | 60
SPE0191500027 | Relay | PQ8NCH2J,220V DC,4N/O+3N/C | 60
SPE0293501058 | Sel Sw | SALZER S-AC STD,16A,4P,4POS SWITCH | 60
SPE0398300017 | TRANSDUCER | RISH TRANDUCER:RISHCONCV03FI0202H | 60
ST41930OOOO | MOG | MPCB Rotary 4.0,100kA(MOG-H1M-0400) | 65
ST41932OOOO | MOG | MPCB Rotary 10.0,100kA(MOG-H1M-1000) | 65
SYME385TF | Vendor | PART ASSEMBLED SWITCHBOARD | #N/A
SYME385TQ | Vendor | PART ASSEMBLED SWITCHBOARD | #N/A
SYME385TQMO1 | Vendor | GENERIC FEEDER | #N/A
SZS4124A0SL | Link | EARTH LINK 6X50 AL FOR TQ6+T99 | #N/A
SZS4124A1SL | Link | EARTH LINK FOR TF3+TQ3; TQ3+TF900 | #N/A
SZS4124A2SL | Link | EARTH LINK FOR TF3+TQ3; TQ3+TF900 | #N/A
TF73657TQSF | PR | PULTRUTED SUPPORT - COUP. WITH TQ3 SF | 40
SA45532N1DF | Link | AL DL N1 UPTO 1600C 3/4P TBB TQ3-DF | #N/A
SA45532N2DF | Link | AL DL N2 UPTO 1600C 3/4P TBB TQ3-DF | #N/A
SA45533N14P | Link | AL RISER N1 UPTO 1600C 4P BTRM (RM 3320) | #N/A
SA45533N24P | Link | AL RISER N2 UPTO 1600C 4P BTRM (RM 3320) | #N/A
SA45533R14P | Link | AL RISER R1 UPTO 1600C 4P BTRM (RM 3320) | #N/A
SA45533R24P | Link | AL RISER R2 UPTO 1600C 4P BTRM (RM 3320) | #N/A
SA45533R34P | Link | AL RISER R3 UPTO 1600C 4P BTRM (RM 3320) | #N/A
SA45534N100 | Link | AL N DROP. LNK UPTO 1600C 3/4P(RM3320) | #N/A
SA45534R14P | Link | AL R PH DROP. LNK UPTO 1600C 4P(RM3320) | #N/A
SA45534R24P | Link | AL R PH DROP. LNK UPTO 1600C 4P(RM3320) | #N/A
SA45534Y14P | Link | AL Y PH DROP. LNK UPTO 1600C 4P(RM3320) | #N/A
SA45534Y24P | Link | AL Y PH DROP. LNK UPTO 1600C 4P(RM3320) | #N/A
SA45535B14P | Link | AL B PH DROP. LNK UPTO 1600C 4P(RM3320) | #N/A
SA45535B24P | Link | AL B PH DROP. LNK UPTO 1600C 4P(RM3320) | #N/A
SH31430B101 | Link | CABLE LINK B1 800-1250C IN TF900 BB | #N/A
SH31430B201 | Link | CABLE LINKS-B2 | #N/A
SH31430N141 | Link | CABLE LINK N 800C-1250C 4P ACB IN TF900 | #N/A
SH31430R101 | Link | CABLE LINK R 800-12050C ACB IN TF900 | #N/A
SH31430R201 | Link | CABLE LINKS-R2 | #N/A
SH31430Y101 | Link | CABLE LINK Y1 800-1250C IN TF900 1:AOC | #N/A
SH31430Y201 | Link | CABLE LINKS-Y2 | #N/A
SZR4713N1#TA## | Link | DIRECT LINK N 800C AT S/S | #N/A
SZR4713N2#TA## | Link | DIRECT LINK - N2 | #N/A
SZR4766N1##A## | Link | DIRECT LINK N | #N/A
SZR4766N2##A## | Link | DIRECT LINK N | #N/A
TF54603N1DF | Link | DIRECT LINK N(800-1600C 3/4P SP) | #N/A
TF54603N2DF | Link | DIRECT LINK-N | #N/A
TF54604##N1 | Link | ADAPTOR FOR DIR LINK-N | #N/A
TF54604##N2 | Link | ADAPTOR FOR DIR LINK-N | #N/A
TF75080##02 | Link | BUSBAR | #N/A
TF75256#BB1 | Link | CABLE LINK MID FDR | #N/A
TF75256#BR1 | Link | CABLE LINK MID FDR | #N/A
TF75257##B1 | Link | O/G LINK | #N/A
TF75257##R1 | Link | O/G LINK | #N/A
TF75257##Y1 | Link | O/G LINK | #N/A
TF75260#BY1 | Link | CABLE LINK - Y - BOT TIER ACB | #N/A
TF75261BB01 | Link | BUSBAR | #N/A
TF75261BB02 | Link | BUSBAR | #N/A
TF75261BB03 | Link | BUSBAR | #N/A
TQ52215AP24 | Link | BUSBAR - RYBN TF9 ON RHS FIRST PNL | #N/A
CF73834###T | MS | CT MOUNTING PLATE SUPPORTING BKT | 11
CF90108#DIR | MS | CT SUPPROTING FOR TF3 DIRECT TAP OFF | 11
CQ71359 | MS | CONTROL PLATE-TQ3 | 11
SA73142T12 | MS | AUX. BUS SHIELD TF3 | 11
SA73785IP2X | MS | ENDPLATE IP2X -600 | 11
SA74696IP2X | MS | END PLATE LHS SIZE700 IP2X | 11
SA74732IP2X | MS | END PLATE RHS 700MM TQ3 (For GR) | 11
SA75101 | MS | I/P BARRIER (FRONT-RHS)SPACER PNL-TQ3 DF | 11
SA75102 | MS | I/P BARRIER (REAR RHS) SPACER PNL TQ3-DF | 11
SA77774ETH | MS | EATHERNET SWITCH MTG BOTTOM TRAY | 11
SH78866P##2 | MS | BELLOW PLATE | 11
SH78866P##3 | MS | BELLOW PLATE | 11
SH78866P##4 | MS | BELLOW PLATE | 11
ST24067 | MS | INTERCOMPT BARRIER 320 PNL | 11
SZP6110 | MS | FO CABLE BRACKET | 11
SZP7450 | MS | BOTTOM PLATE TF900 | 11
SZP7453 | MS | BOTTOM PLATE TF900 | 11
SZQ7231 | MS | CONTACT MTG. PLATE ASSY. | 11
SZS7355 | MS | DROPPER BARRIER AT BOTTOM | 11
TF25482#MS | MS | MS SHROUD | 11
TF67217 | MS | CABLE LINK SUPPORT | 11
TF67222 | MS | BRACKET | 11
TF67326 | MS | O/G LINK SUPPORT | 11
TF67327##B1 | MS | O/G LINK SUPPORT | 11
TF67327##T1 | MS | OG LINK SUPPORT TOP&BTM TIER | 11
TF67330 | MS | OG LINK SUPPORT TOP TIER | 11
TF67333 | MS | BRACKET | 11
TF67335 | MS | METAL SHROUD | 11
TF67336 | MS | METAL SHROUD | 11
TF67337 | MS | METAL SHROUD | 11
TF67339 | MS | METAL SHROUD BTM FOR DROPPERS | 11
TF67340 | MS | REAR METAL SHROUD | 11
TF67341 | MS | REAR METAL SHROUD | 11
TF67342 | MS | REAR METAL SHROUD | 11
TF67346 | MS | MID BRACKET | 11
TF67347 | MS | BTM PLATE | 11
TF67348 | MS | BOTTOM PLATE FOR BTM FDR | 11
TF67377 | MS | REAR VERTICAL SHROUD | 11
TF72698 | MS | REAR BARRIER - ETHERNET FDR 800W | 11
TF75083##03 | MS | RELAY DOOR -600H 800W | 11
TF75083##04 | MS | RELAY DOOR-600H 300W | 11
TF75083##08 | MS | RELAY DOOR -600H 800W | 11
TF75083##12 | MS | ACB DOOR-750H 800W | 11
TF75262##01 | MS | DOOR-600H800W | 11
TF75262##02 | MS | RELAY DOOR-600H800W | 11
TF75262##03 | MS | ACB DOOR-750H 800W | 11
TF75262##04 | MS | RELAY DOOR-450H 800W | 11
TF75262##05 | MS | RELAY DOOR-450H 800W | 11
TF75263 | MS | METAL SHROUD | 11
TQ23887 | MS | CDG MANUFACTURING MATERIAL | 11
TQ26678 | MS | SUPPORTING ANGLE MTB FDR 800-TQ3 FIX | 11
TQ30021 | MS | CONTROL PLATE | 11
TQ30056 | MS | CONTROL PLATE | 11
TQ30278 | MS | CONTROL PLATE TQ3 | 11
TQ66501##01 | MS | DOOR-700 | 11
ACBSCN1551-211 | ACB | ACB 0800 A , ELECTRICAL-(Motor oprtd-S. | 51
ACBSCN1551-221 | ACB | ACB 0800 A , ELECTRICAL-(Motor oprtd-S. | 51
ACBSCN1551-222 | ACB | ACB 0800 A , ELECTRICAL-(Motor oprtd-S. | 51
CL90741 | Extra | CRADLE SIC ASSEMBLY ( TEST & CONNECTED) | 51
SA50181 | Extra | PANEL NUMBER 1 | 61
SA50183 | Extra | PANEL NUMBER 3 | 75
SA50184 | Extra | PANEL NUMBER 4 | 75
SA50188 | Extra | PANEL NUMBER 8 | 75
SA50427 | PR | JOINT SHROUD-4" BUS & DROPPER JOINT | 40
SH00022E04R | CT VT | 50-60/1A 15VA CL1 WPL RC CT | 60
SH00022E07R | CT VT | 100-120/1A 15VA CL1 BPL RC CT | 60
SH00024E02R | CT VT | 150/1A 15VA CL1 BPL RC CT | 60
SH00024E06R | CT VT | 800-1000/1A 15VA CL1 BPL RC CT | 60
SH00026E02R | CT VT | 150/1A 15VA CL5P10 BPL RC CT | 60
SH00026E06R | CT VT | 800-1000/1A 15VA CL5P10 BPL RC CT | 60
SH00027E03R | CT VT | 800-1000/1A 15VA CL5P10 BPL RC CT | 60
SH03978 | LED | ESBEE,GEN NEXT LED,YELLOW,EILY064C | 61
SH97740 | MS | DOOR BLANK - 600MM | 11
SH98007 | ACB | CRADLE 800S1 3P C-POWER(E)WITH RACK.I/L | 51
SH98008RPAD | ACB | Cradle 800S1 4P ECR WITH PADLOCKING-RI | 51
SL91118OOOO | Extra | Jaw contact Assy. 4000A C | 51
SPE0023400137 | Meter | VOLTMETER MOVING IRON (AC),0-500V,RISHAB | 60
SPE0040601477 | Meter | 0-800A,MOVING IRON (AC) AMMETER | 60
SPE0117300013 | MCB | LEXIC,3 POLE,6A,AC,C-CURVE | 60
SPE0117300057 | MCB | LEXIC,2 POLE,0.5A,DC,250V | 60
SPE0123800361 | CT VT | 800A/1A,15VA,5P10 CT | 60
SPE0152200024 | LUG & Gland | COMET SINGLE COMP. BRASS GLAND,G2 R13 | 60
SPE0152200025 | LUG & Gland | COMET SINGLE COMP. BRASS GLAND,G4 R20 | 60
SPE0152200028 | LUG & Gland | COMET SINGLE COMP. BRASS GLAND,G4 R16 | 60
SPE0152200045 | LUG & Gland | COMET SINGLE COMP. BRASS GLAND,G6 R23 | 60
SPE0152200056 | LUG & Gland | COMET SINGLE COMP. BRASS GLAND,G5R29 | 60
SPE0180400008 | PB | ESBEE MUSHROOM KEY ACTUATED,BLACK,#ESB_P | 60
SPE0293500055 | Sel Sw | SALZER D - DC STANDARD,16A,3 POLES,4 POS | 60
SPE0301400001 | SEL SW | SWITRON BREAKER CONTROL SWITCH | 60
SPE0301400014 | SEL SW | SWITRON BREAKER CONTROL SWITCH | 60
SPE0341400025 | Relay | 7SJ66 RELAY- 7SJ6621-5EB90-1FE0-L0R | 60
SPE0341400034 | Relay | 7SJ66 RELAY- 7SJ66215EB901FE4LOR | 60
SPE0355900052 | Communication | IVEONET LIU:ILIUM-06-SC-DX-OM1-WM | 60
SPE0356000004 | Communication | IVEONET PATCHCORD:IFPC-SC-SC-OM1-DX-03 | 60
SPE0388800006 | Ethernet | LT26GF-H-H-8RJ45-8RJ45-8RJ45-1 | 60
SPE0437300002 | Communication | DLINK CABLE:-8M | 60
ST20502 | Extra | PANEL NUMBER R | 75
SYVE069TF | Vendor | PART ASSEMBLED SWITCHBOARD | #N/A
SYVE069TQ | Vendor | PART ASSEMBLED SWITCHBOARD | #N/A
SYVE069TQMO1 | Vendor | GENERIC FEEDER | #N/A
SZR7145P280 | PR | REAR SHROUD - 800W | 40
TF75083##20 | MS | RELAY DOOR -600H 800W | 11
VAG11YF8013AG(M) | Relay | VAG11YF8013AGCH WD:ADZ051.4-5 | 60
SA42945####C## | Link | BUSBAR - RYBN | #N/A
SA42924W850C## | Link | 4" HBB - Mid Single Panel | #N/A
SA42924####C## | Link | BUSBAR-RYBN | #N/A
SA42947####C## | Link | BUSBAR - RYBN | #N/A
TQ61815##CU | Link | VERT EARTHBAR TQ3 BOT BUS 2230HT | #N/A
CQ41101#223 | Link | PH DROPPER | #N/A
SZP4937#NEWC## | Link | CABLE LINK | #N/A
SZP4938N1C## | Link | CABLE LINK N FOR SUP 14DIA | #N/A
SZP4936#NEWC## | Link | CABLE LINK | #N/A
CQ41103###4 | Link | DROPPER BTM - FOR BB 4"BB | #N/A
SZP4935#NEWC## | Link | CABLE LINK | #N/A
SA42007W850#TF | Link | EARTHBAR - 850W 1 PNL | #N/A
TQ65586N100 | Link | O/G LINK | #N/A
SZT4887N100 | Link | I/C &amp; O/G LINK-2 | #N/A
CQ41100N100 | Link | CONNECTING LINK N | #N/A
SZT4888N100 | Link | I/C-O/G N LNK 3 | #N/A
TQ64076#140 | Link | O/G LINK R | #N/A
TQ65583N100 | Link | I/C LINK-N CT | #N/A
TQ64078#140 | Link | O/G LINK B | #N/A
TQ64077#140 | Link | O/G LINK Y | #N/A
SZT4527 | Link | O/G LINK - R Y B | #N/A
CQ41102#223 | Link | N DROPPER | #N/A
TQ65586 | Link | O/G LINK-DN3 | #N/A
SH49641B2FC | Link | CU Z LINK SF 600mm DEEP | #N/A
SH49641B1FC | Link | CU Z LINK SF 600mm DEEP | #N/A
SZV4134RYB4 | Link | DROPPER-RYB BTM BUS TQ3 2230HT PNL | #N/A
SZT4886N100 | Link | I/C -O/G LINK | #N/A
TQ65583 | Link | NEUTRAL LINK CT | #N/A
CQ41104###4 | Link | CUT DROPPER | #N/A
SH49641Y1FC | Link | CU Z LINK SF 600mm DEEP | #N/A
SH49641Y2FC | Link | CU Z LINK SF 600mm DEEP | #N/A
SH49641N1FC | Link | Z LINK SF 600mm DEEP | #N/A
SH49641N2FC | Link | Z LINK SF 600mm DEEP | #N/A
TQ65585N100 | Link | N CT LINK-TOP | #N/A
SZS4797 | Link | CDG MANUFACTURING MATERIAL | #N/A
SZS4805 | Link | CDG MANUFACTURING MATERIAL | #N/A
SZS4796 | Link | CDG MANUFACTURING MATERIAL | #N/A
SZS4807 | Link | CDG MANUFACTURING MATERIAL | #N/A
TQ64074 | Link | RISER R | #N/A
SA42123####C## | Link | FISH PLATE | #N/A
TQ63969 | Link | OG LINK | #N/A
SZS4526##CU | Link | I/C LINK- R & B | #N/A
SZS4527##CU | Link | I/C LINK-Y | #N/A
SH49641R2FC | Link | CU Z LINK SF 600mm DEEP | #N/A
SH49641R1FC | Link | CU-Z LINK SF 600mm DEEP | #N/A
TQ64075#YCU | Link | RISER Y | #N/A
TQ63970 | Link | OG LINK-Y | #N/A
SZV4134##N4 | Link | DROPPER-N BOT BUS TQ3 2230HT PNL | #N/A
TQ65585 | Link | NEUTRAL LINK | #N/A
SZS4808 | Link | CDG MANUFACTURING MATERIAL | #N/A
SZS4806 | Link | CDG MANUFACTURING MATERIAL | #N/A
TQ63971 | Link | OG LINK-B | #N/A
TQ66557 | Link | ADAPTOR-N CT LINK | #N/A
SZU4251 | Link | EARTH LINK - TQ3 SF | #N/A
TQ65584N100 | Link | CONN LINK- N CT | #N/A
TQ63930 | Link | O/G CABLE LINK-N-TOP CABLE ENTRY | #N/A
TQ63928#####GP | Link | i/c n - link | #N/A
TQ54948#####GP | Link | O-G LINK R & B | #N/A
TQ54949#####GP | Link | O/G LINK Y | #N/A
TQ65584 | Link | NEUTRAL LINK CT | #N/A
TQ54955 | Link | O/G RISER LINK R | #N/A
TQ54956 | Link | O/G RISER LINK Y | #N/A
TQ64075#BCU | Link | RISER B | #N/A
SA43680####C## | Link | SPACER - Z LINK TQ3 | #N/A
SZQ4442 | Link | I/C ADAPTORS - RYBN | #N/A
TQ54952 | Link | ADOPTOR I/C R & O/G B | #N/A
TQ54950 | Link | ADOPTOR I/C B & O/G R | #N/A
TQ63929 | Link | O/G RISER N LINK | #N/A
TQ54957 | Link | O/G RISER LINK B | #N/A
TQ63976 | Link | ISO LINK-N | #N/A
ST26705#223 | MS | END COVER TQ3 SF 2230 BOTTOM BUS | 11
ST26706#223 | MS | END COVER TQ3 SF 2230 BOTTOM BUS | 11
SA75646 | MS | Top Plate SF TB/BB (welded) | 11
ST33346W850 | MS | BASE ASSEMBLY FOR 850W | 11
SH25134LTOP | MS | REAR DOOR LHS TOP TQ3 SF BOT. BUS | 11
SA94964 | MS | TOP ASSEMBLY - TQ3 SF (BOTTOM BUSBAR) | 11
SA94964W850 | MS | TOP ASSEMBLY - TQ3 SF (BOTTOM BUSBAR) | 11
TQ40848 | MS | SIDE PARTITION | 11
SH25134LBOT | MS | REAR DOOR LHS BOT TQ3 SF BOT. BUS | 11
TQ61820 | MS | I/P BARRIER TOP TQ3 SF BOT BUS | 11
SA94966 | MS | Bott. Tray Assy. SF BB (welded) | 11
SA93837 | MS | BOTTOM COVER (FRONT) | 11
TQ63695#800 | MS | SIC BARRIER | 11
TQ55100#700 | MS | BARRIER | 11
TQ40836 | MS | VERTICAL PILLAR-REAR MID. | 11
SH25134RTOP | MS | REAR DOOR RHS TOP TQ3 SF BOT. BUS | 11
SH25133 | MS | REAR TOP COVER TQ3 SF BOT. BUS BOLTED | 11
SH25134RBOT | MS | REAR DOOR RHS BOT TQ3 SF BOT. BUS | 11
SH25136 | MS | REAR BOT COVER TQ3 SF BOT. BUS BOLTED | 11
SZR7626 | MS | BASE PLATE | 11
TQ40832 | MS | VERTICAL CHANNEL ASS.(LHS FRONT) | 11
SA74829 | MS | BOTTOM PLATE CBC TQ3 SF BOT BUS | 11
SH99409 | MS | FRONT MID-TQ3 2230HT PNL | 11
TQ61819 | MS | DRP. SHIELD BOT. TQ3 SF BOT. BUS 2230H | 11
SA75646W850 | MS | Top Plate SF TB/BB (welded) | 11
TQ61812 | MS | VERT CHANNEL LHS MID TQ3 2230HT PNL | 11
TQ61809 | MS | VERT CHANNEL MID | 11
SA74826 | MS | BOTTOM PLATE TQ3 DF BOT BUS | 11
SA74830 | MS | BOTTOM PLATE REARTQ3 SF BOT BUS | 11
SA74833 | MS | CBC TRAY TQ3 DF BOT BUS | 11
SA74833W850 | MS | CBC TRAY - BOT HBB | 11
SA93577#700 | MS | DOOR ASSY. BOT. BUS SUP (700MM | 11
SA74868#223W85 | MS | CBC DOOR | 11
SA74854 | MS | TOP TRAY TQ3 SF BOT BUS | 11
TQ66559DR03 | MS | DOOR-800 | 11
TQ66559DR01 | MS | DOOR-800 | 11
SZR7403 | MS | AUX. BASE PLATE - FIX | 11
TQ66559DR02 | MS | DOOR-700 | 11
SA93837W850 | MS | door assy 850w | 11
SH25136W850 | MS | REAR BOT COVER TQ3 SF BOT. BUS BOLTED | 11
SA74837 | MS | BUSBAR SUPPORTP TQ3 SF BOT BUS | 11
SA94979 | MS | cross channel assy. middle tq3 sf (weld) | 11
SA74874W850 | MS | CBC TRAY - TOP | 11
SH25134RTOPW85 | MS | REAR DOOR RHS TOP TQ3 SF BOT. BUS | 11
SH25135#TOP | MS | CH. TOP REAR DOOR MOUNTING | 11
TQ40835 | MS | VERTICAL PILLAR-FRONT RHS. | 11
SH25133W850 | MS | REAR TOP COVER TQ3 SF BOT. BUS BOLTED | 11
TQ41371##08 | MS | ANGLE FOR B.P. FIXING-800 | 11
SA74874 | MS | CBC TRAY TOP | 11
SH25134RBOTW85 | MS | REAR DOOR RHS BOT TQ3 SF BOT. BUS | 11
SZS7293#080 | MS | CBC DOOR - BOT HBB SUP (800MMM) | 11
SA74829W850 | MS | BOTTOM PLATE CBC TQ3 SF BOT BUS - 850W | 11
CQ71785LH#4 | MS | METALLIC BARRIER BOT. BUS - LHS | 11
SH25135#BOT | MS | CH. BOT REAR DOOR MOUNTING | 11
SZR7833#800 | MS | BASE PLATE- WIREWAY | 11
TQ66252##19 | MS | DOOR-300 | 11
TQ61814 | MS | ANGLE DROPPER BARRIER-TQ3 SF BTM BUS | 11
SA73614W850 | MS | SUPPORT CHNL | 11
SZR7404 | MS | BRACKET FOR AUX. BASE PLATE DN3-3P | 11
SA74792 | MS | BASE PLATE | 11
TQ41371##03 | MS | ANGLE BASE PLATE SIZE 300 TQ3 FIXED | 11
CQ71785RH#4W85 | MS | HBB SHIELD-RHS TQ3 BTM BUS - 850W | 11
CQ71785RH#4 | MS | METALLIC BARRIER BOT. BUS - RHS | 11
TQ63977 | MS | N. CT BKT | 11
SA74865 | MS | BRACKET COVER | 11
SA74875 | MS | BRACKET BOTTOM TRAY TQ3 SF BOT BUS | 11
SZR7627 | MS | CABLE LINK SUPPORT (TOP) | 11
TQ63083 | MS | CASTLE KEY BRACKET-DN4-1250A | 11
SZR7025 | MS | PCB MOUNTING BRACKET FOR PETROFAC | 11
SA94966W850 | MS | Bott. Tray Assy. SF BB (welded) | 11
SYEJ316TQ | Vendor | PART ASSEMBLED SWITCHBOARD | #N/A
CL90852OOOO | DN | UN-CO Module; ACB & MCCB | 52
CM92055OOOOBG | DN | MCCB dsine DN2-250N3(250A) with MTX-3.0 | 52
CM93002OOOOBG | DN | MCCB dsine DN3-400N3(400A) with MTX-3.0 | 52
CM93006OOOOBG | DN | MCCB dsine DN3-630N3(630A) with MTX-3.0 | 52
CM95676OOOO | DN | ACC dsine MTX3.0 Display Module - Modbus | 52
CM95680OOOO | DN | ACC dsine MTX3.0 Com-Module - Modbus | 52
CM96113OOOOBG | DN | MCCB dsine DN4-1250N4(1250A)with MTX-3.0 | 52
CM99884OOOO | DN | ACC dsine DN4 ROM Panel mounting | 52
SA50343 | PR | CONTACT HOUSING 100A O/G TQ3 | 61
SA50344 | PR | CONTACT COVER 100A O/G TQ3 | 61
SK90406OOOO | Fuse | Fuse base HB 250A DIN | 53
SL98681OOHO | DL/DM | MCCB DL100 63A 3P TM 65kA | 52
SPE0029500001 | Fuse | SIEMENS NEUTRAL LINK, 250A | 60
SPE0117801956 | CT VT | 500-1000A/5A,7.5VA,CL1,RESIN CAST (CLASS | 60
SPE0117801980 | CT VT | 125-250A/5A,7.5VA,CL1,RESIN CAST (CLASS- | 60
SPE0117801982 | CT VT | 200-400A/5A,7.5VA,CL1,RESIN CAST (CLASS- | 60
SPE0117802654 | CT VT | 300-600A/5A,7.5VA,CL1,RESIN CAST (CLASS- | 60
SPE0149200084 | Meter | EM6400NG METER,44-300V AC/DC,1.0 | 60
SPE0149200106 | Meter | EM6400NG METER,44-277V AC/DC,1.0 | 60
SPE0156700005 | Meter | AM,AE,MOVING IRON (AC),0-500A | 60
SPE0156700007 | Meter | AM,AE,MOVING IRON (AC),0-125A | 60
SPE0156700008 | Meter | AM,AE,MOVING IRON (AC),0-200A | 60
SPE0156700022 | Meter | AM,AE,MOVING IRON (AC),0-300A | 60
SPE0164300003 | Communication | PHOENIX PS MINI-PS-100-240AC/24DC/2 | 60
SPE0185200001 | Communication | MGATE MB3280,2-PORT STANDARD MODBUS GATE | 60
SPE0251600002 | Terminal | KN6.5,51-60 | 61
SPE0280300001 | Terminal | CBT110,PCP 110 | 61
SPE0280300002 | Terminal | CBT300,PCP 250 | 61
SPE0399400002 | Communication | BELDEN PATCHCORD:C5C4106003M | 60
SPE0399400004 | Communication | BELDEN PATCHCORD:C5C4106005M | 60
SPE0399400005 | Communication | BELDEN PATCHCORD:C5C4106006M | 60
ST98053OOOO | DN | ACC SPREADER TERMINALS-DU250/DN2/DN1 3P | 52
SZS4539C630T | Link | O/G LINK DN3-630 | #N/A
SZS4540C630T | Link | O/G LINK DN3-630 | #N/A
SZS4541C630T | Link | O/G LINK DN3-630 | #N/A
SZV4134##N4###C | Link | DROPPER N WITH 4" BSBAR 2230H PNL | #N/A
SZV4134RYB4###C | Link | DROPPER RYB WITH 4"BUSBAR 2230H PNL | #N/A
TQ65586#D14 | Link | O/G LINK-DN3 | #N/A
TQ65586N100#D14 | Link | O/G LINK | #N/A
XS00517 | PR | COACH BOLT M10X40 FXD TQ-M | 61
SA42009 | Link | EARTH BAR-3 PANEL | #N/A
CF44469###1 | Link | BUSBAR - RYB | #N/A
CF42115#475 | Link | DROPPER | #N/A
CF44469###4 | Link | BUSBAR - RYB | #N/A
SH49064 | Link | 6"ALBUSBAR TQ3-LAST 2 PANELS | #N/A
SA42008 | Link | EARTH BAR 800W 2 PANEL | #N/A
CF44469###2 | Link | BUSBAR - RYB | #N/A
CF44469###3 | Link | BUSBAR - RYB | #N/A
TF63440##B1 | Link | DIRECT LINK-B1 | #N/A
TF63440##B2 | Link | DIRECT LINK-B2 | #N/A
TF63437##R2 | Link | DIRECT LINK-R2 | #N/A
TF63440##Y2 | Link | DIRECT LINK-Y2 | #N/A
TF63688###4 | Link | DUCT LINK-RYB | #N/A
TF63689###2 | Link | DUCT LINK-RYB | #N/A
TF63437##R1 | Link | DIRECT LINK-R1 | #N/A
TF63688###3 | Link | DUCT LINK-RYB | #N/A
TF63689###1 | Link | DUCT LINK-RYB | #N/A
TF63440##Y1 | Link | DIRECT LINK-Y1 | #N/A
TF63440##B3 | Link | DIRECT LINK-B3 | #N/A
TF63440##B4 | Link | DIRECK LINK -B4 | #N/A
TF63438##R3 | Link | DIRECT LINK-R3 | #N/A
TF63438##R4 | Link | DIRECT LINK-R4 | #N/A
TF63440##Y3 | Link | DIRECT LINK-Y3 | #N/A
TF63440##Y4 | Link | DIRECT LINK-Y4 | #N/A
TF59993MA60 | Link | MID TIER DROPPER - 3" | #N/A
CQ41125 | Link | EARTH BAR TERMINATION 18 DIA | #N/A
SA43170C | Link | EARTHBAR | #N/A
SA42037 | Link | FISH PLATE-EB, 6X50 CU TF3/TQ3 | #N/A
TF59993TA60 | Link | DROPPER | #N/A
CF42112##Y3 | Link | B/C RISER 2 - Y3 | #N/A
CF42112##Y4 | Link | B/C RISER 2 - Y4 | #N/A
CF42113##R2 | Link | B/C RISER 2 - R2 | #N/A
CF42113##R1 | Link | B/C RISER 2 - R1 | #N/A
CF42112##R3 | Link | B/C RISER 2 - R3 | #N/A
CF42112##R4 | Link | B/C RISER 2 - R4 | #N/A
CF42112##Y2 | Link | B/C RISER 2 - Y2 | #N/A
CF42114##B3 | Link | B/C LINK - B3 | #N/A
CF42114##B4 | Link | B/C LINK - B4 | #N/A
CF42112##Y1 | Link | B/C RISER 2 - Y1 | #N/A
SA42052 | Link | FISH PLATE 12X50 CU-EXT. EB TERMINATION | #N/A
TF59996Y2## | Link | DROPPER LINK - Y2 | #N/A
SZP4410 | Link | EARTH BAR 320 W PANEL | #N/A
TF59996R2## | Link | DROPPER LINK - R2 | #N/A
CF42114##B1 | Link | B/C LINK - B1 | #N/A
CF42114##B2 | Link | B/C LINK - B2 | #N/A
TF59996R3## | Link | DROPPER LINK - R3 | #N/A
TF59996B3## | Link | DROPPER LINK - B3 | #N/A
TF59996B2## | Link | DROPPER LINK - B2 | #N/A
CF42111##R4 | Link | B/C RISER 1 - R4 | #N/A
CF42111##R3 | Link | B/C RISER 1 - R3 | #N/A
CF42111##R2 | Link | B/C RISER 1 - R2 | #N/A
CF42111##R1 | Link | B/C RISER 1 - R1 | #N/A
TF59996Y3## | Link | DROPPER LINK - Y3 | #N/A
SA42067 | Link | SPACER-E/B(6X50CU) | #N/A
CF42111##Y4 | Link | B/C RISER 1 - Y4 | #N/A
CF42111##Y3 | Link | B/C RISER1 - Y3 | #N/A
CF42111##Y2 | Link | B/C RISER 1 - Y2 | #N/A
CF42111##Y1 | Link | B/C RISER 1 - Y1 | #N/A
SA73105#NEW | MS | BRACKET CABLE CLAMP DF TQ3 | 11
TQ32304D | MS | DOOR-400 (DM16/100+DN HANDLE) | 11
SA73277 | MS | BOTTOM PLATE (CBC) TQ3 - DF | 11
CF74214 | MS | ACB DOOR-750H 800W | 11
SA73974T12 | MS | DROPPER SHIELD-LHS TOP | 11
TQ32248D | MS | DOOR-200 DL 16/100 WITH DN HANDLE | 11
CQ73950 | MS | DOOR | 11
CQ73972 | MS | DOOR | 11
CQ73970 | MS | CONTROL PLATE | 11
CF73769 | MS | RELAY DOOR-600H 800W | 11
SA74695 | MS | END PLATE LHS SIZE 600MM | 11
TQ32257D | MS | DOOR-600 DL/DM100+DN HANDLE | 11
SA75629 | MS | dropper support-double pkt-tf900 | 11
SA73076 | MS | END PLATE RHS 600MM TQ3 | 11
CF72724 | MS | RELAY DOOR - 600H 800W | 11
CF72489 | MS | RELAY DOOR 600H 320W | 11
CF90075TF9F | MS | HORZ SHROUD-FRONT TF9 WITH AOC | 11
CF90075TF9R | MS | HORZ SHROUD-REAR TF9 WITH AOC | 11
TQ30226 | MS | CONTROL PLATE | 11
SH21132FRNTT2 | MS | INTER COMPARTMENT BARRIER DROPPER PNL | 11
CQ71308 | MS | DOOR -200 FN63 | 11
CF75948 | MS | RELAY DOOR | 11
CF75950 | MS | RELAY DOOR | 11
SA75778 | MS | VERTICAL CHANNEL | 11
TQ51868 | MS | BRACKET CABLE CLAMP MTB PNL TQ3 DF | 11
CF75946 | MS | ACB DOOR | 11
SA75793AT2 | MS | I.P. BARRIER - BOTTOM ( TOP HBB ) | 11
CF75944 | MS | ACB DOOR | 11
CQ73851 | MS | CONTROL PLATE | 11
CF73438 | MS | RELAY DOOR - 600H 320W | 11
SZP7426 | MS | TOP PLATE-320 PNL-900 DEPTH | 11
CQ73440 | MS | HING PLATE | 11
CQ73971 | MS | DOOR | 11
CQ73973 | MS | DOOR | 11
CQ73579 | MS | CONTROL PLATE 3IL+ 1 A96 | 11
CF75947 | MS | RELAY DOOR | 11
SH21135RHSFT2 | MS | INTER PANEL BARRIER - 320W | 11
SA75793 | MS | INTER PANEL BARRIER-BOTTOM-TOP HBB TF900 | 11
SH21135RHSRT2 | MS | INTER PANEL BARRIER - 320W | 11
CQ73951 | MS | DOOR | 11
SZR7757 | MS | DROPPER SUPPORT | 11
TQ30064 | MS | CONTROL PLATE | 11
SA92491T2 | MS | TOP COVER ASSY | 11
CF75952 | MS | RELAY DOOR | 11
CF75949 | MS | RELAY DOOR | 11
SA73408T2 | MS | COVER REAR TOP | 11
SA73880 | MS | BRACKET | 11
SH21136MS2# | MS | BARRIER BELOW HBB 320W PNL | 11
SA73424T2 | MS | AUX BUS SHIELD | 11
SA73405T2 | MS | REAR DOOR | 11
SZP9773##02 | MS | VERTICAL CHANNEL FOR 2:HERNET | 11
CF72422 | MS | B/C LINK SUPPORING BKT | 11
CF72424 | MS | DIRECT LINK SUPPORT - 3200 H1 | 11
SA92490T2 | MS | COVER | 11
CF70330 | MS | HBB SUPPORT - TF900 320W PANEL | 11
ACBSCW1362-101 | ACB | ACB 3200 A , ELECTRICAL-(Motor oprtd-S. | 51
ACBSCW1362-102 | ACB | ACB 3200 A , ELECTRICAL-(Motor oprtd-S. | 51
ACBSCW1362-103 | ACB | ACB 3200 A , ELECTRICAL-(Motor oprtd-S. | 51
ACBSCW1362-202 | ACB | ACB 0800 A , ELECTRICAL-(Motor oprtd-S. | 51
CF60117 | PR | PULTRUDED SUPPORT | 40
CF60276 | PR | PULTURUDED SUPPORT | 40
CM92005OOL1OG | DN | MCCB dsine DN2-250N 125A 3P TM(Mag 6-10) | 52
CM92006OOP1OG | DN | MCCB dsine DN2-250N 250A 3P TM(Mag 6-10) | 52
SA42056#####GF | Link | EARTH LINK TQ3 (DF) | #N/A
SA50330 | PR | BUS BAR CLAMP TPN - TF3-FR | 40
SA50432 | PR | JOINT SHROUD 6" BB &DROPPER TQ3 | 40
SA50440 | PR | STOPPER NYLON 6, CBC DOOR TQ3 M | 40
SA60403 | PR | HINGE FEMALE TF3 M/TQ3 M | 61
SA60404 | PR | HINGE MALE TF3 M/TQ3 M | 61
SA73005 | PR | NUT PLATE HINGE TF3 M/TQ3 M | 61
SA73968 | PR | EARTH PLATE FIXED TQ3 M | 61
SA75056 | MS | SIDE PARTITION-RHS (SF) | 11
SA92575 | PR | CAM LOCK-RHS TF3 M/TQ3 M | 40
SA94929 | PR | SAFETY SHUTTER ASSY.( ON STRUCTURE) | 40
SB70685 | MS | END PLATE RHS(SIZE 600 MM) | 11
SH00022C09R | CT VT | 125/1A 7.5VA CL1 BPL RC CT | 60
SH00024E10R | CT VT | 2000-2500/1A 15VA CL1 BPL RC CT | 60
SH00025E08R | CT VT | 2000-2500/1A 15VA CL1 BPL RC CT | 60
SH00026E13R | CT VT | 2000-2500/1A 15VA CL5P10 BPL RC CT | 60
SH00027E12R | CT VT | 2000-2500/1A 15VA CL5P10 BPL RC CT | 60
SH03386 | CT VT | 415R3/110R3 V,100VA,CL.1/3P | 60
SH21425 | PR | BRACKET VERTICAL EARTHBAR | #N/A
SH57315 | PR | DROPPER SHIELD, BOTTOM- TQ DF | #N/A
SH67255 | PR | SCREW FOR END COVER-STAINLESS STEEL | #N/A
SH97612OOEO | OLR | MN5 RELAY 20-33A | 53
SH97828 | ACB | CRADLE 3200H1 3P C-POWER(E)WITH RACK.I/L | 51
SL92767OOOO | ACB | 6NO+6NC 630-3200 S1, 800-2500 C/H | 51
SL97023OOOO | DL/DM | ACC DM16/DF AUXILIARY CONTACT- RIGHT | 52
SL97042OOOO | DL/DM | ACC DM16/DF SHUNT RELEASE 240/415VAC-LFT | 52
SL97296OOOO | DL/DM | ACC DU125/DH/DL/DM100 FR.AUX CON 1C/O-R | 52
SL97299OMOO | DL/DM | ACC DU125/DH/DL/DM100 FR. SHUNT 240V AC | 52
SL97585OOOO | DL/DM | MCCB DM16 4A 3P Mag | 52
SL97812OOOO | DL/DM | MCCB DM100 25A 3P Mag | 52
SL97813OOOO | DL/DM | MCCB DM100 35A 3P Mag | 52
SL97815OOOO | DL/DM | MCCB DM100 70A 3P Mag | 52
SL97817OOOO | DL/DM | MCCB DM100 60A 3P Mag | 52
SL97987OOOO | DL/DM | MCCB DM100 80A 3P Mag | 52
SPE0005800003 | Meter | AMMETER RISHAB,0-500A,CLASS 1 | 60
SPE0005800150 | Meter | AMMETER RISHAB,0-125A,CLASS 1 | 60
SPE0040600540 | Meter | AMMETER,0-2500A,1A,SIF96,MI(AC),RISHAB | 60
SPE0040600697 | Meter | 0-250A,MOVING IRON (AC) AMMETER | 60
SPE0040601096 | Meter | 0-400A,MOVING IRON (AC) AMMETER | 60
SPE0053400584 | MCB | LEXIC,2 POLE,10A,AC,C-CURVE | 60
SPE0108600026 | SEL SW | SALZER 16 A, 6 POLE, 4 POSITION | 60
SPE0117300144 | MCB | DX3,1 POLE+N,2A,240V AC,C-CURVE | 60
SPE0117300150 | MCB | DX3,3 POLE,2A,415V AC,C-CURVE | 60
SPE0117300156 | MCB | DX3,1 POLE+N,25A,240V AC,C-CURVE | 60
SPE0117300161 | MCB | DX3,1 POLE+N,16A,240V AC,C-CURVE | 60
SPE0117800006 | CT VT | 400A/1A,7.5VA,CL1,RESIN CAST | 60
SPE0117800036 | CT VT | 250A/1A,7.5VA,CL1,RESIN CAST | 60
SPE0117800175 | CT VT | 500A/1A,15VA,CL1,RESIN CAST (CLASS-E) | 60
SPE0117800619 | CT VT | 25A/1A,7.5VA,CL1,RESIN CAST (CLASS-E) | 60
SPE0160100004 | Terminal | ELMEX KN5.5,21-30 | 61
SPE0172000023 | CT VT | 415/R3/110V/R3,100VA,CL.1/3P(CORE-1),110 | 60
SPE0191500022 | Relay | PQ5NCH2J,110V DC,3N/O+1N/C | 60
SPE0228700065 | CT VT | CONTROL TRAFO, 5000 VA, 415 V/240 V | 60
SPE0228700079 | CT VT | CONTROL TRAFO, 3000 VA, 415 V/240 V | 60
SPE0293500392 | SEL SW | SALZER D-DC STD,16A,3P,4POS SWITCH | 60
SPE0293500856 | SEL SW | SALZER D-DC STD,16A,2P,4POS SWITCH | 60
SPE0293501021 | SEL SW | SALZER D-DC STD,25A,2P,4POS SWITCH | 60
SPE0293501022 | SEL SW | SALZER D-DC STD,25A,6P,4POS SWITCH | 60
SPE0293501345 | SEL SW | SALZER D-DC STD,16A,2P,4POS SWITCH | 60
SPE0293501373 | SEL SW | SALZER S-AC STD,25A,6P,4POS SWITCH | 60
SPE0293501375 | SEL SW | SALZER D-DC STD,16A,9P,4POS SWITCH | 60
SPE0339900016 | Meter | RISHABH WH003385URP000000 | 60
SPE0339900018 | Meter | RISHABH WH003365URP000000 | 60
SPE0388800003 | Ethernet | LT26GF-HV-HV-8RJ45-8RJ45-8RJ45 | 60
SPE0400400009 | ODS | ODS SWITCH 4 WAY,3POS,T-N-C ODS (SH07995 | 60
SPE0400400011 | ODS | ODS SWITCH 4 WAY,SPRING RETURN,LOCK KEY | 60
SPE0437300015 | Communication | DLINK CABLE:-13M | 60
ST33164 | PR | SUPPORT LINK 2500C / 4000H NPC TF800W | 40
ST34105 | PR | LIFTING ANGLE TF 800W + 800W | 61
ST34116 | PR | LIFTING ANGLE TF 800W + 800W + 800W | 61
SYWF908TF | Vendor | PART ASSEMBLED SWITCHBOARD | #N/A
SYWF908TQ | Vendor | PART ASSEMBLED SWITCHBOARD | #N/A
SYWF908TQMO1 | Vendor | GENERIC FEEDER | #N/A
SZR7638 | MS | BRACKET | 11
TF29368 | Link | SPACER FOR N DROPPER TF600W | #N/A
VAG11YF8011H(M) | Relay | VAG11YF8011HCH RELAY W.D.ADZ051-4-5 | 60
XA62160 | PR | BUSH TF3 M/TQ3 M | 61
XA70356 | PR | BRACKET COVER TF3 M/TQ3 M | 61
XA70368 | PR | BKT. | 11
XA70371 | PR | BRACKET (BUSBAR SUPPORT) TQ3 M | 61
XA70373 | PR | BRACKET(3/FB+MN44,2/100VACANT)TQ3 M | 61
XA70432 | PR | NUTPLATE HINGE CBC REAR DOOR TQ3 | 71
XA70852 | PR | BRACKET BOTTOM COVER TQ3/TF3 (welded) | 71
XA90006 | PR | M12 - 4 HOLES HT NUT RETAINER ASSY | 61
XA90010HT | PR | 10 HT NUT RETAINER ASSY | 61
XA90013 | PR | M8 DROPPER CONTACT NUT RETAINER TQ3 | 61
XN00006 | PR | M8 HEX NUT Rohs Grade 8.8/12.9 | 61
XN00024 | PR | M5 HEX NUT Grade 8.8/12.9 | 61
XS00047 | PR | M6 X 16 MM SLOTTED HEXAGON HEAD SCREW. | 61
XS00277 | PR | M6 X35MM HEXAGON HEAD SCREW | 61
XS00371 | PR | M10 X 40MM HEXAGON HEAD SCREW | 61
XS00529 | PR | M8 X 40MM SCREW | 61
XS00730 | PR | M8 SCREW END COVER,TF3+TQ3 COUPL. | 61
XT00135 | PR | ALU. STUD - 171.2 mm | 61
XW00010 | PR | M12 PLAIN WASHER | 61
XW50004 | PR | M5 SPRING WASHER | 61
XW50034 | PR | M12 SPRING WASHER ( ID 12.2 ) | 61
SH49066 | Link | FIRST 2 PNL | #N/A
SA42945 | Link | 4" BUS BAR FIRST PANEL TQ3(JIT) | #N/A
TQ57146##R2 | Link | B/C LINK-R2(FN1000H) | #N/A
TQ57146##Y2 | Link | B/C LINK Y2 (FN1000H) | #N/A
TQ57146##B2 | Link | B/C LINK B2 FN1000H | #N/A
SA44857####C## | Link | LINK O/G R,Y&amp;B FN250/400-D/O | #N/A
TQ57146##N5 | Link | RISER LINK | #N/A
SH49126RB#C | Link | I/C LINK-250 IN SIZE 400 | #N/A
TQ57147##R1#GP | Link | I/C LINK R1 (FN1000H) | #N/A
TQ57147##Y1#GP | Link | I/C LINK Y1 (FN1000H) | #N/A
TQ57147##B1#GP | Link | I/C LINK B1 (FN1000H) | #N/A
SH49643B1FC#GP | Link | Z LINK B1 | #N/A
SH49643B2FC#GP | Link | Z LINK B2 | #N/A
SZS4766BOT1 | Link | BOTTOM NEUTRAL LINK | #N/A
SZS4766BOT2 | Link | BOTTOM NEUTRAL LINK | #N/A
SA44856####C## | Link | LINK O/G R,Y&amp;B FN250/400-D/O | #N/A
SH49127B##C | Link | RISER LINK | #N/A
SA44859####C## | Link | LINK FN ML RYB | #N/A
SZS4766TOP2 | Link | TOP &amp;amp; BOTTOM NEUTRAL LINK | #N/A
SZS4766TOP1 | Link | TOP &amp; BOTTOM NEUTRAL LINK | #N/A
TQ57146##N4 | Link | RISER LINK | #N/A
TQ57146##N6 | Link | RISER LINK | #N/A
SA44855####C## | Link | LINK O/G R,Y&amp;B FN250/400-D/O | #N/A
SH49643Y1FC#GP | Link | Z LINK Y1 | #N/A
SH49643N1XC#GP | Link | Z LINK - N1 | #N/A
SH49643Y2FC#GP | Link | Z LINK Y2 | #N/A
TQ57146##Y3 | Link | 352.5 | #N/A
TQ57146##R1 | Link | B/C LINK-R1 (FN1000H) | #N/A
SH49127N##C | Link | O/G LINK-250 IN SIZE 400 | #N/A
SA44860####C## | Link | LINK FN ML RYB | #N/A
SH49128R##C | Link | O/G LINK ON CHASIS TERM | #N/A
SH49127Y##C | Link | O/G LINK-250 IN SIZE 400 | #N/A
SH49643R2FC#GP | Link | Z LINK R2 | #N/A
SH49643R1FC#GP | Link | Z LINK R1 | #N/A
SA44851####C## | Link | LINK I/C 'R' FOR FN400 | #N/A
TQ57146##B3 | Link | B/C LINK B3 FN1000H | #N/A
TQ57147##N1#GP | Link | I/C LINK N1 (FN1000H) | #N/A
TQ57146##R3 | Link | B/C LINK-R3 (FN1000H) | #N/A
SH49643N1RC#GP | Link | Z LUINK - N1 REAR | #N/A
SH49126Y##C | Link | I/C LINK-250 IN SIZE 400 | #N/A
SA44852####C## | Link | LINK I/C 'R' FOR FN400 | #N/A
SA44853####C## | Link | LINK I/C 'R' FOR FN400 | #N/A
SH49126N##C | Link | I/C LINK-250 IN SIZE 400 | #N/A
SH49128Y##C | Link | O/G LINK ON CHASIS TERM | #N/A
SA44861####C## | Link | LINK FN ML RYB | #N/A
SH49129####C## | Link | I/C LINK - N1 (FN250) D/O | #N/A
TQ57146##Y1 | Link | B/C LINK Y1 (FN1000H) | #N/A
SH49128N##C | Link | O/G LINKS | #N/A
SH49128B##C | Link | O/G LINK ON CHASIS TERM | #N/A
TQ57146##B1 | Link | 200 | #N/A
SH49127R##C | Link | O/G LINK-250 IN SIZE 400 | #N/A
SA45220####C## | Link | CU LINK N , O/G FN400 TQ3 D/O | #N/A
SA44854####C## | Link | LINK I/C-N | #N/A
TQ57147##N2#GP | Link | I/C LINK N1 (FN1000H) | #N/A
SZT4016##18 | Link | CABLE LINK | #N/A
SA45219####C## | Link | CU LINK N , O/G FN400 TQ3 D/O | #N/A
SA42036#####GF | Link | EARTHBAR-FISH PLATE | #N/A
CQ71985 | MS | TRAY ABOVE 200MM TQ3 PROFIBUS W/O 100VA | 11
CQ73848#100 | MS | INTERPANEL BARRIER | 11
CQ71986 | MS | TRAY TQ3 D/O WHEN PROFI BUS W/O 100VAC | 11
CQ71987 | MS | TRAY VACANTCOMP PROFIBUS W/O 100VACA | 11
TQ31646D | MS | DOOR 600 FOR FN200 | 11
CQ72118 | MS | FIXED TRAY | 11
CQ71790#V10 | MS | SIDE BARRIER - MTB 1000 COMP | 11
SH77926 | MS | BASE PLATE FN250 | 11
SA74706 | MS | BASE PLATE | 11
CQ72197 | MS | DOOR TQ3 600H | 11
SH78335##06 | MS | CABLE ALLEY BARRER 600 250A O/G CONT. | 11
SA73283T2 | MS | BOTTOM PLATE (UC-RHS) | 11
CQ73995 | MS | DOOR 1000H | 11
SA73282T2 | MS | BOTTOM PLATE (UC LHS) | 11
SH79419##06 | MS | IP2X COVER PLATE FOR LHS SIC - 600 | 11
TQ26680 | MS | CDG MANUFACTURING MATERIAL | 11
CQ73990 | MS | DOOR 800H | 11
CQ73996 | MS | INTERPANEL BARRIER | 11
SA74918 | MS | PLATE O/G CONTACT FN 250/400 | 11
CQ73985 | MS | DOOR-600 | 11
CQ71790#V04 | MS | SIDE BARRIER - MTB 400 COMP | 11
SZP7184 | MS | BASE PLATE 200MM | 11
CQ73989 | MS | CONTROL PLATE | 11
CQ73988 | MS | CONTROL PLATE | 11
TQ64176 | MS | ADDON BASE PLATE FOR 200MM | 11
SA74692 | MS | ADD ON PLATE TQ3 | 11
SZS7208F3KA | MS | BRACKET - B/C LINK SUPPORT | 11
SA73981#NEW | MS | ADD ON BASE PLATE-170 MM | 11
TQ57825 | MS | CONTROL PLATE-TQ3 | 11
CQ73994 | MS | DOOR 400H | 11
CQ73993 | MS | DOOR 400H | 11
TQ57148 | MS | SIDE PARTITION-FN1000H B/C | 11
CQ72420#400 | MS | SIDE PLATE RHS | 11
CQ73925 | MS | BASE PLATE | 11
ST26680 | MS | BRACKET CONT. PLATE TQ3 | 11
CA77432XXXX | PR | COMMUNICATION CONNECTOR BRACKET | #N/A
CDM2887 | IC OG Contact | CONTACT STRIP PH & N | 71
CQ74010 | MS | DOOR 800H | 11
SA50149 | PR | O/G LINK SUPPORT-FB TQ V | 40
SA73157 | PR | INSULATOR (END COVER) TF3 | 40
SA93719F | MS | CHASSIS SIZE 800 - FN SW+MN/ML DOL STAR | 11
SB70693 | MS | BRACKET CASTLE INTERLOCK FN250 | 11
SH00022E14R | CT VT | 300-400/1A 15VA CL1 BPL RC CT | 60
SH00022E18R | CT VT | 800-1000/1A 15VA CL1 BPL RC CT | 60
SH00025E02R | CT VT | 400-600-800/1A 15VA CL1 BPL RC CT | 60
SH49643N1FC#GP | Link | Z LINK - N1 | #N/A
SH49643N2FC#GP | Link | Z LINK - N2 | #N/A
SH78335#A08 | MS | CABLE ALLEY BARRER 800 125A O/G CONT | 11
SK00345OOOO | PR | Key Lock FN800 Type A | #N/A
SPE0023400074 | Meter | VOLTMETER MOVING IRON (AC),0-500V,RISHAB | 60
SPE0293500384 | SEL SW | SALZER D-DC STD,25A,2P,4POS SWITCH | 60
SPE0293500386 | SEL SW | SALZER D-DC STD,25A,6P,4POS SWITCH | 60
SPE0339900013 | Meter | RISHABH WH00-4385URZ000000 | 60
SPE0339900019 | Meter | RISHABH WH002385URZ000000 | 60
SPE0398300018 | TRANSDUCER | RISH TRANDUCER:RISH CON SI-102 | 60
SS94081OOOO | MN0 | MN-A1 ADD-ON BL-1NO+1NC | 53
SS94660BOOO | MN0 | MN0 40E CONTR.RELAY 240V AC | 53
SYNJ525TQ | Vendor | PART ASSEMBLED SWITCHBOARD | #N/A
SYNJ525TQMO1 | Vendor | GENERIC FEEDER | #N/A
SZS7554 | MS | BRACKET-FOR RJ45 CONNECTOR | 11
VAG11YF8024AG(M) | Relay | GEC relay (VAG11NV) | 60
XA67032 | PR | NUT PLATE DROPPER SUPPORT TQ3 M | 71
XA90001 | PR | NUT RETNR70X70(XA70301-10)4M10 TF-M | 61
XA90004 | PR | M12 X 50 HT NUT RETAINER ASSY | 61
ZX80024 | Relay | MCOMP SMALL CURRENT MODULE 4 - 1.0M CABL | 67
ZX80025 | Relay | MCOMP SMALL CURRENT MODULE 5 - 1.0M CABL | 67
ZX80040 | Relay | MCOMP MAIN UNIT TCPIP FLAT LID | 67
CF75960 | MS | ACB DOOR - 800W 600H | 11
CF75961 | MS | RELAY DOOR - 800W 600H | 11
CF75962 | MS | RELAY DOOR - 320W 600H | 11
CF75963 | MS | RELAY DOOR - 320W 600H | 11
CF75964 | MS | RELAY DOOR - 450H 1050W | 11
CF75965 | MS | ACB DOOR - 1050W 750H | 11
CF75966 | MS | RELAY DOOR - 600W 600H | 11
CF75967 | MS | RELAY DOOR - 600W 600H | 11
CF75968 | MS | ACB DOOR - 1050W 750H | 11
CF75969 | MS | RELAY DOOR - 320W 600H | 11
CF75970 | MS | RELAY DOOR - 320W 600H | 11
CF90084##4F | MS | SHROUD-1050W 4000C WITH 1:AOC FRONT | 11
CF90084##4R | MS | SHROUD 1050W FOR 4000C WITH 1:AOC | 11
SA73159#HAN | MS | REAR DOOR - 800 WIDE PANEL | 11
SA73405#HAN | MS | REAR DOOR 320W PLAIN DOOR WITH HANDLE | 11
SA73883 | MS | BRACKET(JIT) | 11
SA75128 | MS | BARRIER U. C. SIZE 450 - TF 1050W | 11
SA75129 | MS | BARRIER U.C.SIZE 600 - TF1050W | 11
SA75142 | MS | BOT PLATE - BASE REAR LH/RH-TF1050W | 11
SA75143 | MS | BOTTOM PLATE-BASE FRONT- TF1050W | 11
SA77767 | MS | BRACKET BUSBAR SUPPORT - TF600W | 11
SA77774 | MS | BARRIER INTER COMPARTMENT - LHS - TF600W | 11
SA77782SS16 | MS | TOP PLATE - FRONT - TF600W | 11
SA77783SS16 | MS | TOP PLATE - REAR - TF600W | 11
SA77787#HAN | MS | REAR DOOR 600W WITH HANDLE | 11
SA77788SS2# | MS | BOTTOM PLATE - REAR RHS TF3-600W | 11
SA77789SS2# | MS | BOTTOM PLATE - REAR LHS TF3-600W | 11
SA77790SS2# | MS | BOTTOM PLATE - FRONT - TF600W | 11
SA77791 | MS | BOTTOM PLATE - MIDDLE - TF600W | 11
SA77803 | MS | BARRIER INTER COMPARTMENT - RHS - TF600W | 11
SA93543#HAN | MS | REAR DOOR ASSEMBLY TF3 (JIT) | 11
SA93991 | MS | COVER FRONT TOP - TF1050W | 11
SA93992 | MS | COVER FRONT BOTTOM - TF1050W | 11
SA94913S60# | MS | DOOR ASSY. U.C. VACANT(600) - TF600 | 11
SH21114B4S2 | MS | BKT. FOR HORZ. SHROUD 3200/4000S 3/4P | 11
SH21308 | MS | STIFFNER FOR SHROUD IN TF3 | 11
SH78794#BOT | MS | BRACKET | 11
SH78794#TOP | MS | BRACKET | 11
SH79069#660 | MS | BASE PLATE | 11
SH79845 | MS | INTER COMPARTMENT BARRIER BELOW ACB-TF3 | 11
SH97713 | MS | VACANT DOOR ASSY 900MM TQ3 | 11
SH97928J3LF | MS | VER CHNL ASSY LHS FRONT-TF1050W-RIL J3 | 11
SH97928J3RR | MS | VERT CHANNEL ASSY RHS REAR-TF1050W | 11
SH97929J3LR | MS | VERT CHANNEL ASSY LHS REAR-TF1050W | 11
SH98875 | MS | SPLIT TOP COVER ASSY-REAR-RHS1050W LOUV. | 11
SH98878 | MS | SPLIT TOP COVER ASSY -REAR LHS LOUVERED | 11
ST33186 | MS | BASE ASSEMBLY WELDED TF3 ( 600 x 1400 ) | 11
ST33208 | MS | TOP ASSEMBLY WELDED NPC TF3 (600 x 1400) | 11
SZQ7257#105 | MS | SHIELD MIDDLE-1050W | 11
SZR7257#105 | MS | BARRIER BWTN POWER & CONT.CABLEING-1050W | 11
SZS7919MS3# | MS | BRACKET FOR DIRECT LINK SUPPORT | 11
SZS7920MS3# | MS | BRACKET FOR ADAPTOR LINK SUPPORT | 11
SZS7921 | MS | BRACKET FOR CABLE LINK SUPPORT | 11
TF22589ARJ3 | MS | CABLE CLAMP | 11
TF50975 | MS | O/G LINK SUPPORT 100% 'N' 4000A 'C' 4P | 11
TF50976 | MS | LINK CLAMP HORI. DUCT LINK 4000A 'C' 4P | 11
TF50977 | MS | LINK SUPPORT VERT. DUCT 4000A 'C' 4P | 11
TF50978 | MS | LINK CLAMP VERT. DUCT 4000A C4P 100%N | 11
TF51960#105#BC | MS | BARRIER FOR MINIBUS B/C | 11
TF51960#600 | MS | BUSBAR SHIELD 600W PNL | 11
TF51960#800COUP | MS | BUSBAR SHIELD | 11
TF65839 | MS | O/G LINK SUP. 800/1000/1250A-AOC | 11
TF72715#LHS | MS | SHROUD MOUNTING PLATE-LHS | 11
TF72715#RHS | MS | SHROUD MOUNTING PLATE-RHS | 11
TF72716 | MS | SHROUD SUPPPORT CHANNEL | 11
TF72916 | MS | SHRUOD MTG CHANNEL | 11
TF74475 | MS | DOOR - 600H 1050W WITH MOULDED LOUVERS | 11
TF74622#LHSHAN | MS | SPLIT REAR DOOR | 11
TF74622#RHSHAN | MS | SPLIT REAR DOOR | 11
TF75129BK11 | MS | SHROUD SUPPORT ANGLE | 11
TF75129BK14 | MS | SHROUD SUPPORT ANGLE | 11
TF75129BK16 | MS | SUPPORT FOR BELLOW PLATE | 11
CF44478###1 | Link | CABLE LINK | #N/A
CF44478###2 | Link | CABLE LINK | #N/A
CF44478###3 | Link | CABLE LINK | #N/A
CF44478###4 | Link | CABLE LINK | #N/A
CF44479AN11 | Link | CABLE LINK-N | #N/A
CF44480###1 | Link | BUSBAR-RYB | #N/A
CF44480###1C## | Link | BUSBAR-N | #N/A
CF44480###2 | Link | BUSBAR-RYB | #N/A
CF44480###2C## | Link | BUSBAR-N | #N/A
CF44485AN11 | Link | CABLE LINK | #N/A
CF44486 | Link | SPACER ON ADAPTOR-N 4000C | #N/A
CF44487 | Link | SPACER ON N DIRECT LINK | #N/A
SA41853####C## | Link | 4 HOLE SPACER | #N/A
SA42080####C## | Link | 6" BUSBAR TF 1 DROPPER PANEL | #N/A
SA42124####C## | Link | FISH PLATE 6" | #N/A
SA42133#####GP | Link | DROPPER AL TF3 - TOP TIER, TOP BUSBAR | #N/A
SA42139#####GP | Link | DROPPER AL TF3 - MIDDLE TIER, TOP BB | #N/A
SA42729 | Link | NEUTRALLINK TF3 | #N/A
SA42730 | Link | NEUTRAL LINK TF3 | #N/A
SA45623 | Link | EARTHLINK-4000A 4P -TF1050W | #N/A
SA45650####C## | Link | MINIBUS B/C - N - TF1050W | #N/A
SA45651 | Link | MINIBUS B/C - R - TF1050W | #N/A
SA45652 | Link | MINIBUS B/C - Y - TF1050W | #N/A
SA45653 | Link | MINIBUS B/C - B - TF1050W | #N/A
SA46001C61P#TF | Link | EARTHBAR -TF600W ( 6X50 CU ) 1:PNL | #N/A
SA46277RH04C## | Link | COUPLING LINK 6" CU - RHS | #N/A
SA46277RH05C## | Link | COUPLING LINK 6" CU - RHS | #N/A
SA46277RH06C## | Link | COUPLING LINK 6" CU - RHS | #N/A
SA46277RH07C## | Link | COUPLING LINK 6" CU - RHS-4FLAT 'N' | #N/A
SA46281#600#GP | Link | DROPPER_BB TO MINIBUS_COUPLING PANEL | #N/A
SH31228LH4C | Link | COUPLING LINK LHS WITH 100 MM SPA.PNL. | #N/A
SH31228LH5C | Link | COUPLING LINK LHS WITH 100 MM SPA.PNL. | #N/A
SH31228LH6C | Link | COUPLING BUSBAR | #N/A
SH31228LH7C | Link | BUSSBAR 800 DL DRP | #N/A
SH31492NLK1CGF | Link | ADAPTOR N | #N/A
SH31492NLK2CGF | Link | ADAPTOR N | #N/A
SH31492NLK3CGF | Link | ADAPTOR N | #N/A
SH31492NLK4CGF | Link | ADAPTOR N | #N/A
SH31492RYB1#GP | Link | ADAPTOR - BOTTOM TERMINAL - 4000C | #N/A
SH31492RYB2#GP | Link | ADAPTOR - BOTTOM TERMINAL - 4000C | #N/A
SH31492RYB3#GP | Link | ADAPTOR - BOTTOM TERMINAL - 4000C | #N/A
SH31492RYB4#GP | Link | ADAPTOR - BOTTOM TERMINAL - 4000C | #N/A
SH31492RYB5#GP | Link | ADAPTOR - BOTTOM TERMINAL - 4000C | #N/A
SH31492RYB6#GP | Link | ADAPTOR - BOTTOM TERMINAL - 4000C | #N/A
SH31492RYB7#GP | Link | ADAPTOR - BOTTOM TERMINAL - 4000C | #N/A
SH31492RYB8#GP | Link | ADAPTOR - BOTTOM TERMINAL - 4000C | #N/A
SH31493##B1#GP | Link | RISER LINK 40000C B/C | #N/A
SH31493##B2#GP | Link | RISER LINK 40000C B/C | #N/A
SH31493##B3#GP | Link | RISER LINK 40000C B/C | #N/A
SH31493##B4#GP | Link | RISER LINK 40000C B/C | #N/A
SH31493##B5#GP | Link | RISER LINK 40000C B/C | #N/A
SH31493##B6#GP | Link | RISER LINK 40000C B/C | #N/A
SH31493##N1CGP | Link | RISER LINK N1 | #N/A
SH31493##N2CGP | Link | RISER LINK N2 | #N/A
SH31493##N3CGP | Link | RISER LINK N3 | #N/A
SH31493##R1#GP | Link | RISER LINK 40000C B/C | #N/A
SH31493##R2#GP | Link | RISER LINK 40000C B/C | #N/A
SH31493##R3#GP | Link | RISER LINK 40000C B/C | #N/A
SH31493##R4#GP | Link | RISER LINK 40000C B/C | #N/A
SH31493##R5#GP | Link | RISER LINK 40000C B/C | #N/A
SH31493##R6#GP | Link | RISER LINK 40000C B/C | #N/A
SH31493##Y1#GP | Link | RISER LINK 40000C B/C | #N/A
SH31493##Y2#GP | Link | RISER LINK 40000C B/C | #N/A
SH31493##Y3#GP | Link | RISER LINK 40000C B/C | #N/A
SH31493##Y4#GP | Link | RISER LINK 40000C B/C | #N/A
SH31493##Y5#GP | Link | RISER LINK 40000C B/C | #N/A
SH31493##Y6#GP | Link | RISER LINK 40000C B/C | #N/A
SH31494###C | Link | LHS DROPPER | #N/A
SH47852####CGF | Link | SAPCER - DIRECT LINKS &amp;amp; ADAPTORS | #N/A
SH49064####C## | Link | BUSBAR - TQ3 (LAST 2 PNL BB) | #N/A
SH49328CU###TF | Link | 1050W HORZ E.B. | #N/A
SH49642N1FC#GP | Link | Z LINK CU -N1F TQ3 DF/DP-900D | #N/A
SH49642N2FC#GP | Link | Z LINK CU -N2F TQ3 DF/DP-900D | #N/A
SH49642N2RC#GP | Link | Z LINK CU-N2R TQ3 DF/DP-900D | #N/A
SZP4276 | Link | CABLE LINK -R1,Y1 | #N/A
SZP4277 | Link | CABLE LINK -R2,Y2 | #N/A
SZP4278 | Link | CABLE LINK B1 | #N/A
SZP4279 | Link | CABLE LINK B2 | #N/A
SZS4370###C | Link | BUSBAR - 320NPL WITH B/C DROPPER | #N/A
SZS4371###C | Link | B/C CUT FISH PLATE(6F-7F) | #N/A
SZS4372###C | Link | TEMPLATE FOR LINKS/BUSBARS | #N/A
SZV4304NLK1#GP | Link | ADAPTOR TERMINAL-TOP-4000A-TF3 - N - 1 | #N/A
SZV4304NLK2#GP | Link | ADAPTOR TERMINAL-TOP-4000A-TF3 - N - 2 | #N/A
SZV4304NLK3#GP | Link | ADAPTOR TERMINAL-TOP-4000A-TF3 - N - 3 | #N/A
SZV4304NLK4#GP | Link | ADAPTOR TERMINAL-TOP-4000A-TF3 - N - 4 | #N/A
SZV4304NLK5#GP | Link | ADAPTOR TERMINAL-TOP-4000A-TF3 - N - 5 | #N/A
SZV4304NLK6#GP | Link | ADAPTOR - TOP TERMINAL - 4000C | #N/A
SZV4304NLK7#GP | Link | ADAPTOR - TOP TERMINAL - 4000C | #N/A
SZV4304NLK8#GP | Link | ADAPTOR - TOP TERMINAL - 4000C | #N/A
SZV4304NLK9#GP | Link | ADAPTOR - TOP TERMINAL - 4000C | #N/A
SZV4304RYB1#GP | Link | ADAPTOR TERMINAL-TOP-4000A-TF3 - R,Y,B - | #N/A
SZV4304RYB2#GP | Link | ADAPTOR TERMINAL-TOP-4000A-TF3 - R,Y,B - | #N/A
SZV4304RYB3#GP | Link | ADAPTOR TERMINAL-TOP-4000A-TF3 - R,Y,B - | #N/A
SZV4304RYB4#GP | Link | ADAPTOR TERMINAL-TOP-4000A-TF3 - R,Y,B - | #N/A
SZV4304RYB5#GP | Link | ADAPTOR TERMINAL-TOP-4000A-TF3 - R,Y,B - | #N/A
SZV4304RYB6#GP | Link | ADAPTOR TERMINAL-TOP-4000A-TF3 - R,Y,B - | #N/A
SZV4304RYB7#GP | Link | ADAPTOR TERMINAL-TOP-4000A-TF3 - R,Y,B - | #N/A
SZV4304RYB8#GP | Link | ADAPTOR TERMINAL-TOP-4000A-TF3 - R,Y,B - | #N/A
SZV4304RYB9#GP | Link | ADAPTOR TERMINAL-TOP-4000A-TF3 - R,Y,B - | #N/A
SZV4305B1MA#GP | Link | DIRECT LINK-4000A C ACB - B1 TF3 | #N/A
SZV4305B2MA#GP | Link | DIRECT LINK-4000A C ACB - B2 TF3 | #N/A
SZV4305B3MA#GP | Link | DIRECT LINK-4000A C ACB - B3 TF3 | #N/A
SZV4305B4MA#GP | Link | DIRECT LINK-4000A C ACB - B4 TF3 | #N/A
SZV4305B5MA#GP | Link | DIRECT LINK-4000A C ACB - B5 TF3 | #N/A
SZV4305B6MA#GP | Link | DIRECT LINK-4000A C ACB - B6 TF3 | #N/A
SZV4305B7MA#GP | Link | DIRECT LINK-4000A C ACB - B7 TF3 | #N/A
SZV4305B8MA#GP | Link | DIRECT LINK-4000A C ACB - B8 TF3 | #N/A
SZV4305N1MC#GP | Link | DIRECT LINK-4000A C ACB - N1 TF3 | #N/A
SZV4305N2MC#GP | Link | DIRECT LINK-4000A C ACB - N2 TF3 | #N/A
SZV4305N3MC#GP | Link | DIRECT LINK-4000A C ACB - N3 TF3 | #N/A
SZV4305N4MC#GP | Link | DIRECT LINK-4000A C ACB - N4 TF3 | #N/A
SZV4305R1MA#GP | Link | DIRECT LINK-4000A C ACB - R1 TF3 | #N/A
SZV4305R2MA#GP | Link | DIRECT LINK-4000A C ACB - R2 TF3 | #N/A
SZV4305R3MA#GP | Link | DIRECT LINK-4000A C ACB - R3 TF3 | #N/A
SZV4305R4MA#GP | Link | DIRECT LINK-4000A C ACB - R4 TF3 | #N/A
SZV4305R5MA#GP | Link | DIRECT LINK-4000A C ACB - R5 TF3 | #N/A
SZV4305R6MA#GP | Link | DIRECT LINK-4000A C ACB - R6 TF3 | #N/A
SZV4305R7MA#GP | Link | DIRECT LINK-4000A C ACB - R7 TF3 | #N/A
SZV4305R8MA#GP | Link | DIRECT LINK-4000A C ACB - R8 TF3 | #N/A
SZV4305Y1MA#GP | Link | DIRECT LINK-4000A C ACB - Y1 TF3 | #N/A
SZV4305Y2MA#GP | Link | DIRECT LINK-4000A C ACB - Y2 TF3 | #N/A
SZV4305Y3MA#GP | Link | DIRECT LINK-4000A C ACB - Y3 TF3 | #N/A
SZV4305Y4MA#GP | Link | DIRECT LINK-4000A C ACB - Y4 TF3 | #N/A
SZV4305Y5MA#GP | Link | DIRECT LINK-4000A C ACB - Y5 TF3 | #N/A
SZV4305Y6MA#GP | Link | DIRECT LINK-4000A C ACB - Y6 TF3 | #N/A
SZV4305Y7MA#GP | Link | DIRECT LINK-4000A C ACB - Y7 TF3 | #N/A
SZV4305Y8MA#GP | Link | DIRECT LINK-4000A C ACB - Y8 TF3 | #N/A
SZV4306RYB1#GP | Link | ADAPTOR TERMINAL-BOT-4000A-TF3 - R,Y,B - | #N/A
SZV4306RYB2#GP | Link | ADAPTOR TERMINAL-BOT-4000A-TF3 - R,Y,B - | #N/A
SZV4306RYB3#GP | Link | ADAPTOR TERMINAL-BOT-4000A-TF3 - R,Y,B - | #N/A
SZV4306RYB4#GP | Link | ADAPTOR TERMINAL-BOT-4000A-TF3 - R,Y,B - | #N/A
SZV4306RYB5#GP | Link | ADAPTOR TERMINAL-BOT-4000A-TF3 - R,Y,B - | #N/A
SZV4306RYB6#GP | Link | ADAPTOR TERMINAL-BOT-4000A-TF3 - R,Y,B - | #N/A
SZV4306RYB7#GP | Link | ADAPTOR TERMINAL-BOT-4000A-TF3 - R,Y,B - | #N/A
SZV4306RYB8#GP | Link | ADAPTOR TERMINAL-BOT-4000A-TF3 - R,Y,B - | #N/A
SZV4307##11#GP | Link | LINK DUCT-4000A, TF3-SUP | #N/A
SZV4307##21#GP | Link | LINK DUCT-4000A, TF3-SUP | #N/A
SZV4307##31#GP | Link | LINK DUCT-4000A, TF3-SUP | #N/A
SZV4307##42#GP | Link | LINK DUCT-4000A, TF3-SUP | #N/A
SZV4307##52#GP | Link | LINK DUCT-4000A, TF3-SUP | #N/A
SZV4307##62#GP | Link | LINK DUCT-4000A, TF3-SUP | #N/A
SZV4308 | Link | VERTICAL DUCT 4000C 3P/4P | #N/A
SZV4309THK5 | Link | SPACER FOR ADAPTORS SUPPORT | #N/A
SZV4309THK5C## | Link | SPACER FOR ADAPTORS SUPPORT | #N/A
SZV4309THK6 | Link | SPACER FOR ADAPTORS SUPPORT | #N/A
SZV4309THK6C## | Link | SPACER FOR ADAPTORS SUPPORT | #N/A
TF58620 | Link | BUSBAR-4000C 4P 1050 WIDTH | #N/A
TF58620####C## | Link | BUSBAR-1050W | #N/A
TF62806 | Link | CABLE LINK N 800-1000C ACB DRO. CONN. | #N/A
TF72719##B2 | Link | DRP LINK - B2 | #N/A
TF72719##B3 | Link | DRP LINK - B3 ( 65KA ) | #N/A
TF72719##B4 | Link | DRP LINK - B4 ( 65KA ) | #N/A
TF72719##R2 | Link | DRP LINK - R2 ( 65KA ) | #N/A
TF72719##R3 | Link | DRP LINK - R3 ( 656KA ) | #N/A
TF72719##R4 | Link | DRP LINK - R4 ( 65KA ) | #N/A
TF72719##Y2 | Link | DRP. LINK - Y2 | #N/A
TF72719##Y3 | Link | DRP LINK - Y3 ( 65KA ) | #N/A
TF72719##Y4 | Link | DRP LINK - Y4 ( 65KA ) | #N/A
TQ52215AP26 | Link | BUSBAR -RYBN | #N/A
TQ52215CP26 | Link | BUSBAR -RYBN | #N/A
8108022003 | PR | HS TUB128L/F(XA25046)6X100BB TF3 M UL224 | 75
ACBSCN1547-203 | ACB | ACB 1250 A , ELECTRICAL-(Motor oprtd-S. | 51
ACBSCN1547-204 | ACB | ACB 1250 A , ELECTRICAL-(Motor oprtd-S. | 51
ACBSCN1547-205 | ACB | ACB 1250 A , ELECTRICAL-(Motor oprtd-S. | 51
ACBSCN1547-231 | ACB | ACB 4000 A , ELECTRICAL-(Motor oprtd-S. | 51
ACBSCN1547-232 | ACB | ACB 4000 A , ELECTRICAL-(Motor oprtd-S. | 51
CA54041XXXX | PR | Moulded Louver | #N/A
CA75420XXXX | PR | WIRE MESH-LOUVER | #N/A
CF60390 | PR | DIRECT LINK SUPPORT | 40
CF70166X | PR | COUPLING DROPPER SUPPORT | #N/A
CF75791 | MS | ACB DOOR - 600H 800W | 11
CF76006 | MS | RELAY DOOR-450H 1050W | 11
SA73159#HANDLE | MS | REAR DOOR | 11
SH00022E12R | CT VT | 250/1A 15VA CL1 BPL RC CT | 60
SH00024E05R | CT VT | 400-600-800/1A 15VA CL1 BPL RC CT | 60
SH00024E08R | CT VT | 1250-1600/1A 15VA CL1 BPL RC CT | 60
SH00024E14R | CT VT | 4000/1A 15VA CL1 BPL RC CT | 60
SH00025E19R | CT VT | 4000/1A 15VA CL1 BPL RC CT | 60
SH21362N4FL | MS | HBB SUPPORT-TQ3+TF LHS COUP.(IN 100MM) | 11
SH31493##N4CGP | Link | RISER LINK-N | #N/A
SH31494###A#GP | Link | DROPPER-LHS | #N/A
SH31494###C#GP | Link | DROPPER | #N/A
SH49642N2FC4F#GP | Link | Z LINK-N FOR 4 FLATS | #N/A
SH49642N2RC4F#GP | Link | Z LINK N FOR 4 FLATS | #N/A
SH57019 | PR | BUS BAR GRIP TF2 TQ COUPLING | #N/A
SH78795 | MS | DROPPER SUPPORT TOP | 11
SH78796 | MS | DROPPER SUPPORT | 11
SH78912 | MS | BUSBAR SUPPORT TF3 | 11
SH78913 | MS | CLAMP FOR 6/PH, 4 FOR N BARS | 11
SH78991 | MS | BUSBAR SUPPORT TQ3 DF DP BB | 11
SH78992 | MS | BUSBAR SUPPORT TQ3 DF DP BB | 11
SH78993 | MS | BUSBAR CLAMP TQ3 DF DP BB | 11
SH78994 | MS | BUSBAR SUPPORT MID TQ3 DF DPBB | 11
SH98823 | MS | BASE ASSY. TF1050W | 11
SPE0005800064 | METER | AMMETER RISHAB,0-4000A,CLASS 1 | 60
SPE0040600395 | METER | AMETER,0-1250A,1A,SIF96,MI(AC),RISHB,TF3 | 60
SPE0117300016 | MCB | LEXIC,4 POLE,4A,AC | 60
SPE0117300048 | MCB | LEXIC,3 POLE,2A,AC,D-CURVE | 60
SPE0117400001 | CT VT | LEXIC 1C/O(0073 50) | 60
SPE0117800008 | CT VT | 800A/1A,15VA,CL1,RESIN CAST | 60
SPE0123800107 | CT VT | 800A/1A,10VA,5P10 CT | 60
SPE0123800110 | CT VT | 400A/1A,10VA,5P10 CT | 60
SPE0123800351 | CT VT | 1250A/1A,10VA,5P10 CT | 60
SPE0123801484 | CT VT | 4000A/1A,10VA,5P10 CT | 60
SPE0123801485 | CT VT | 4000A/1A,10VA,5P10 CT | 60
SPE0191500018 | Relay | PQ8NCH2J,110V DC,5N/O+2N/C | 60
SPE0216700005 | Terminal | WAGO FEMALE,12P,231-112/026-000 | 61
SPE0293501385 | Sel Sw | SALZER D-DC STD,16A,2P,4POS SWITCH | 60
SPE0293501386 | Sel Sw | SALZER D-DC STD,16A,2P,4POS SWITCH | 60
SPE0339900010 | Meter | RISH WH002365URZ000000 | 60
SPE0339900011 | Meter | RISH WH004365URZ000000 | 60
SPE0409300001 | Heat Sink | HIMALAY HEAT SINK:HEC215,160X200MM | 60
SPE0454000001 | Relay | ABB RELAY:HBFHAEAGNBA1BNN11G | 60
SYNL095TF | Vendor | PART ASSEMBLED SWITCHBOARD | #N/A
SYNL095TQ | Vendor | PART ASSEMBLED SWITCHBOARD | #N/A
SYNL095TQMO1 | Vendor | GENERIC FEEDER | #N/A
SZS7918 | PR | I/C ADAPTOR LINK SUPPORT | 11
XR00132FZCX | PR | FRACTIONAL MODULE RIVET | 61
XT00139 | PR | ALU. STUD - 189 mm | 61
CA71005C4XXT3 | MS | BOTTOM PLATE-FRONT | 11
CA71005C6XX | MS | BOTTOM PLATE (FRONT-600 WIDE) | 11
CA71005C8XX | MS | BOTTOM PLATE (FRONT-800 WIDE) | 11
CA71006B41XT2 | MS | TOP REAR | 11
CA71209XX4XT2 | MS | PARTITION BETWEEN CONTROL TERMINAL &amp; | 11
CA71209XX6XT2 | MS | PARTITION BETWEEN CONTROL TERMINAL & CAB | 11
CA71284B63XT2 | MS | TOP PLATE - AOC | 11
CA71285A63X | MS | BOTTOM PLATE - AOC | 11
CA71622XXXXT2 | MS | VT MODULE BRACKET FOR PARTITION | 11
CA72010X4XX | MS | INTER COMPARTMENT BARRIER 440W | 11
CA72010X8XX | MS | INTER COMPARTMENT BARRIER 800W C COMP | 11
CA72011X456T2 | MS | VERTICAL BASEPLATE FOR 440W | 11
CA72011X856T2 | MS | VERTICAL BASEPLATE FOR 800W | 11
CA72151C4XRT3 | MS | BOTTOM PLATE FRONT-RHS | 11
CA72152C4XLT3 | MS | BOTTOM PLATE FRONT-LHS | 11
CA72155XXX4 | MS | MNTG CHANNEL FOR CONTRO TERMINAL440W | 11
CA72157X4XX | MS | Middle Fix Bottom Plate | 11
CA72163C810 | MS | Rear RHS Bottom Plate | 11
CA72177A610 | MS | Rear LHS Bottom plate - AL | 11
CA72177C410T3 | MS | REAR PLATE-PLAIN | 11
CA72177C610T3 | MS | REAR PLATE-PLAIN - 600 W 1000 D | 11
CA72209XXXX | MS | L BRACKET | 11
CA72217AX76 | MS | Structural component | 11
CA72218XX76 | MS | BASE PLATE VT MODULE 1 | 11
CA72810XXX1 | MS | OG LINK SUPPORTING CHANNEL - FR2 | 11
CA72829XXXX | MS | DROPPER SUPPORTING CHNL FR1 CU BC FR1 OM | 11
CA73225PX60T2 | MS | Hbb below partition-600W | 11
CA73228QX40 | MS | IC BARRIER - IP 40 | 11
CA73228QX80 | MS | Ic barrier ip 800W | 11
CA73243QXX3T2 | MS | IC LINK REAR PARTITION-FR2 | 11
CA73246QXX7 | MS | BOTTOM OG VERT PARTITION-FR2 BC-2200 | 11
CA73248XXXX | MS | SUPPORT 1 | 11
CA73255XXXX | MS | SHROUD FIXING BRACKET-BC-FR23 | 11
CA73260IP54 | MS | HOOD_TOP_COVER_SMALL | 11
CA73302B46XT2 | MS | TOP PLATE | 11
CA73302B66X | MS | TOP PLATE -- FLAP | 11
CA73302B66XT2 | MS | 600W-FRONT TOP PLATE_FLAPE | 11
CA73302B86XT2 | MS | TOP PLATE (800 WIDE, 600 DEEP) | 11
CA73321XXXX | MS | FR1 CU-MINI BUS-BOTTOM SUPPORT-BC | 11
CA73325XXX1 | MS | FR1 CU MINIBUS-EXTRA SPRT- CHNL-TOP | 11
CA73325XXX2 | MS | FR1 CU MINIBUS-EXTRA SPRT- CHNL-TOP | 11
CA73328XXXX | MS | FR1 BC MINIBUS REAR SHROUD | 11
CA73329C810 | MS | Rear LHS Bottom plate | 11
CA73336XXXX | MS | FR1 BC-END SUPPORT-IP HOLES | 11
CA73658D6X1 | MS | A COMPARTMENT VERT BASE PLATE-FR2 | 11
CA73698XXXX | MS | MS PARTITION TOP 1-BC-FR1-DDNIL | 11
CA73743XXXX | MS | SHROUD FIXING BRACKET | 11
CA73974QX10 | MS | MS RISER PRT BOT-BC-CU-FR1-1000D | 11
CA73974QY10 | MS | MS RISER PRT BOT-BC-CU-FR1-1000D | 11
CA74003A413 | MS | ROLL FORMING CHANNEL-420D | 11
CA74003A4XX | MS | CROSSWISE CHANNEL(MAIN PANNEL 400W) | 11
CA74003A753 | MS | ROLL FORMING CHANNEL-760D | 11
CA74003AX6R | MS | DEPTHWISE CHANNEL -REAR 600D | 11
CA74003AX6X | MS | DEPTHWISE CHANNEL -THROUGH 600D | 11
CA74003AX9R | MS | DEPTHWISE CHANNEL -REAR900D | 11
CA74003X963 | MS | C/W,D/W &amp; M/P CHANNELS | 11
CA74051F4XXT2 | MS | AUX BUS BASE PLATE | 11
CA74051F6XXT2 | MS | AUX BUS BASE PLATE | 11
CA74051F7XXT2 | MS | AUX BUS BASE PLATE | 11
CA74051F8XXT2 | MS | AUX BUS BASE PLATE | 11
CA74052Q4XXT2 | MS | AUX BUS MIDDLE BASE PLATE | 11
CA74060F4XXT2 | MS | AUX BUS BOTTOM BASE PLATE | 11
CA75493QX6YT2 | MS | REAR & BOTTOM SHROUD - TOP DUCT | 11
CA75493QX6ZT2 | MS | REAR MS SHROUD - 1 | 11
CA76212PSXX | MS | BOTTOMPLATE_FU_RCE | 11
CA76256DJVX | MS | RCE FIX FRONT DOOR | 11
CA76273X160 | MS | SIZE-I Vacant DOOR,160H | 11
CA76575XXXXT2 | MS | ENDCOVER_UPPER_2400_DF_LEFT | 11
CA76812XXX3T2 | MS | INTER PANEL PARTITION FRONT RCE2400-310 | 11
CA76832XXXX | MS | Z-LINK SUPPORT COUPLING BRACKET | 11
CA76853XX15T2 | MS | INTER PANEL PARTITION-FRONT (80 PITCH) | 11
CA77120Q7XXT2 | MS | ABB BOTTOM BASE PLATE-HORIZONTAL-MCC | 11
CA77121Q7XXT2 | MS | ABB MIDDLE BASE PLATE-HORIZONTAL-MCC | 11
CA77142XXX3 | MS | SIDE PLATE LHS 480F | 11
CA77200XXXX | PR | FLAP_LOCK_BKT | 11
CA77287XXXX | MS | L-BKT 10X80DRP TOP SUPPORT-80kA-80PITCH | 11
CA77288XXXX | MS | L-BKT ZLINK SUPPORT-80kA-80PITCH | 11
CA77352XXXX | MS | RATING ERROR ADD-ON 240F | 11
CA77362XXXX | MS | L-BKT2 10X80DRP TOP SUPPORT-80kA-80PITCH | 11
CA77371XXX3 | MS | BRACKET FRACTIONAL MODULE TRAY | 11
CA77371XXX4 | MS | BRACKET FRACTIONAL MODULE TRAY | 11
CA77460XXXX | MS | CABLE CLAMP BRACKET_400D | 11
CA77549XXXX | MS | RATING ERROR PREVENTOR- FIXING BRACKET | 11
CA77603XXX3T2 | MS | AUXBUS PARTITION FRONT BADRA | 11
CA77623XXX1 | MS | Top Tray 700 X 1000 - 80Pitch | 11
CA77627XXXX | MS | GLAND PLATE LEFT 700X1000 80 PITCH | 11
CA77628XXXX | MS | Gland Plate right 700X 1000 80 Pitch | 11
CA77719XXXX | MS | SUPPORTING BKT-HEB-2400/310-900*1100 | 11
CA77727XXX3T2 | MS | IP_2400_310_(900X1100)/(1KX1K)/(700X1K) | 11
CA77809XXXX | MS | Rear Base Plate | 11
CA77814XXXX | MS | OG Supporting Bracket | 11
CA77933XXXX | MS | 250/400A RCE ADAPTOR LOCATOR | 11
CA77935XXXX | MS | top bracket | 11
CA77966XXXX | MS | GLAND PLATE EARTH1-RCE-BCE | 11
CA77971XXXXT2 | MS | Endcover Lower Left 2400 RCE | 11
CA77972XXXXT2 | MS | ENDCOVER_LOWER_RIGHT_2400_DF | 11
CA77973XXXX | MS | GLAND PLATE EARTH2-RCE-BCE | 11
CA77974XXXXT3 | MS | GLAND PLATE REAR1-RCE-BCE | 11
CA77975XXXXT3 | MS | GLAND PLATE REAR2-RCE-BCE | 11
CA77976XXXX | MS | SPACER-REAR CHNL-RCE | 11
CA77986XXX3T2 | MS | INTERPANEL PARTITON RHS-REAR-1000D | 11
CA78005XXX3 | MS | SHIELD &amp; SIC MOUNTING BKT | 11
CA78009XXXX | MS | CABLE CLAMP BRACKET _ 700 X 1000 | 11
CA78380XXX4 | MS | LHS IP4X BRACKET | 11
CA78463XXXX | MS | BOTTOMPLATE_RIGHTALLEY_RCE | 11
CA78464XXXX | MS | SPLIT BOTTOMPLATE RCE2 | 11
CA78570X7XXT2 | MS | AUX BUS TOP SHROUD | 11
CA78572XXXX | MS | GUTKA SUPPORT | 11
CA78573XXXX | MS | REAR BARRIER-COMMON | 11
CA78574XXX2 | MS | SIDE BARRIER | 11
CA78574XXX3 | MS | SIDE BARRIER | 11
CA78574XXX4 | MS | SIDE BARRIER | 11
CA78574XXX5 | MS | SIDE BARRIER | 11
CA78574XXX6 | MS | SIDE BARRIER | 11
CA78575XXX2 | MS | GLAND PLATE-TYPE-1 FEEDER | 11
CA78575XXX3 | MS | GLAND PLATE-TYPE-1 FEEDER | 11
CA78576XXX3 | MS | GLAND PLATE-TYPE-1 FEEDER | 11
CA78576XXX4 | MS | GLAND PLATE-TYPE-1 FEEDER | 11
CA78577XXX2 | MS | GLAND PLATE-135A FEEDER | 11
CA78577XXX3 | MS | GLAND PLATE-135A FEEDER | 11
CA78578XXX2T2 | MS | VACANT FEEDER REAR SHROUD-RCE | 11
CA78578XXX3T2 | MS | VACANT FEEDER REAR SHROUD-RCE | 11
CA78578XXX4T2 | MS | VACANT FEEDER REAR SHROUD-RCE | 11
CA78578XXX5T2 | MS | VACANT FEEDER REAR SHROUD-RCE | 11
CA78610XXXX | MS | Top Feeder Shroud fixing Bracket | 11
CA78643XXXX | MS | DOOR FIXING BRACKET-RCE | 11
CA91001C41X | MS | Base 440 x 1000 | 11
CA91001C61X | MS | BASE ASSY(600 X 1000) | 11
CA91002B41X | MS | TOP ASSY (440 X 1000) THUNDER | 11
CA91011G440 | MS | DOOR ASSY VACANT 440W X 400H | 11
CA91011G456 | MS | DOOR ASSY VACANT 440W X 560H | 11
CA91011G476 | MS | DOOR ASSY VACANT 440W X 760H | 11
CA91011G856 | MS | DOOR ASSY VACANT 800W X 560H | 11
CA91011T432 | MS | COVER TOP/BTM (440W, 310BC) | 11
CA91114T432 | MS | COVER TOP/BTM WITH LOUVERS (440W, 310BC) | 11
CA91120B63X | MS | TOP FRAME ASSY ( 300 X 600 ) | 11
CA91121C63X | MS | BASE FRAME ASSY ( 300 X 600 ) | 11
CA91181G4XX | MS | REAR DOOR ASSY - 400W | 11
CA91181G8XX | MS | REAR DOOR ASSY (800Wx2400H, 310BC) | 11
CA91542XXXX | MS | BC SUPPORT ASSY CHANNEL DDNIL | 11
CA91543XXXX | MS | chanel_assy_fr2_sc | 11
CA91544XXXX | MS | u channel front ddnil fr2 800w | 11
CA91547XXXX | MS | TOP DEPTHWISE CHANNEL ASSY BUS COUPLER | 11
CA91562XXXX | MS | TOP WIDTHWISE SUPPORTING ASSY 600W | 11
CA91563XXXX | MS | BTM WIDTHWISE ASSY SUPPORTING CHNL 600W | 11
CA91565XXXX | MS | TOP WIDTHWISE SUPPORTING ASSY 440W | 11
CA91566XXXX | MS | BTM WIDTHWISE ASSY SUPPORTING CHNL 440W | 11
CA91569XXXX | MS | FRONT DEPTHWISE C CHANNEL ASSY | 11
CA91571XXXX | MS | FRONT WIDTHWISE CHANNEL ASSY 600W FR1 | 11
CA91572XXXX | MS | FRONT WIDTHWISE CHANNEL ASSY 440W FR1 | 11
CA91584IP54 | MS | FLAP ASSEMBLY | 11
CA91587XXXX | MS | EXTRA SUPPORTING L CHANNEL ASSM-800W | 11
CA91997G431 | MS | DOOR_AESTHETIC | 11
CA91997G631 | MS | DOOR_AESTHETIC | 11
CA91997G831 | MS | DOOR_AESTHETIC | 11
CA96057SSX2 | MS | TOP FRAME ASSY. SF RCE-DDIL | 11
CA97156XX28 | MS | SCPD HANDLE CUTOUT DOOR | 11
CA97192XXX1 | MS | 240F DOOR ASSY. FIXED FEEDER | 11
CA97402XXX5 | MS | BUSBAR ZONE REAR-ASSY-IP54 | 11
CA97443XXX1 | MS | TOP_PLATE_FLAP_ASSY_RCE | 11
CA97443XXX2 | MS | TOP_PLATE_FLAP_ASSY_RCE | 11
CA97506XXXX | MS | BASE FRAME RCE-BCE-80P | 11
CA97564XXXX | MS | TOP PLATE_REAR_RCE-ASSY-INTARC | 11
CA97575XXXX | MS | REAR TOP TRAY 80 PITCH-ASSY-INTARC | 11
CA97576XXXX | MS | BB SUPPORTING CHNL ASS 700*1000 | 11
CA97837G731 | MS | DOOR_AESTHETICS_MCC | 11
CA97956XXXX | MS | BB-SUPPORTING-CHNL-ASS-700W-F | 11
CA97957XXX1 | MS | BB-SUPPORTING-CHNL-ASS-700W-R | 11
CF71561 | MS | DRAWOUT VT LOCKING BRACKET | 11
CF74013T2 | MS | BRACKET | 11
ST43941 | MS | SUPPORTING BRACKET FOR HEB | 11
ST46666 | MS | 600W MS PHASE BARRIER FIXING BRACKET | 11
ST46666T2 | MS | 600W MS PHASE BARRIER FIXING BRACKET | 11
TF57588 | MS | TF BLANK OFF PLATE U-POWER | 11
TF57588T2 | MS | ACB BLANK PLATE | 11
TH37884XXXX | MS | OG LINK SUPPORT BT | 11
TH37887XXX4 | MS | OG LINK SUPPORTING BKT-FR1-4P | 11
TH37887XXX5 | MS | OG LINK SUPPORTING BKT-FR1-4P | 11
TH37888XXXX | MS | FR1 CU-MINI BUS-BOTTOM SUPPORT-BC | 11
TH37988XXXX | MS | OG LINK SUPPORT BT | 11
TH37989XXXX | MS | OG LINK SUPPORT TP | 11
TH38008XX8XT2 | MS | BOTTOM - BC REAR SHROUD | 11
TH38009XX8XT2 | MS | TOP - BC REAR SHROUD | 11
TH71150XXXX | MS | CBCT MOUNTING BRACKET | 11
TH71471X243 | MS | RCE CONTROL TERMINAL L-CHANNEL (LHS) | 11
TH71472X243 | MS | RCE CONTROL TERMINAL L-CHANNEL (RHS) | 11
TH71473XXXX | MS | RCE CONTROL TERMINAL MTG CHANNEL | 11
TH72046XSTDT2 | MS | CONTROL PLATE BLANK | 11
TH72046XXX3 | MS | CONTROL PLATE BLANK | 11
TH72149XXXX | MS | BASEPLATE -DN2-250 FRONT-320H | 11
TH72194XXXX | MS | DN250 480F FRONT BASEPLATE | 11
TH72521XXXX | MS | SIDE PLATE RHS 480F | 11
TH75001X242 | MS | CONTROL PLATE | 11
TH75001X414 | MS | CONTROL PLATE | 11
TH76033R760 | MS | SPLIT DOOR SUPPORT VERTICAL CHANNEL | 11
TH76033X760 | MS | SPLIT DOOR SUPPORT VERTICAL CHANNEL | 11
TH76064X840T2 | MS | A COMP BP DROPPER PNL | 11
TH76195X760 | MS | VT MODULE PARTITION | 11
TH76213XXXXT2 | MS | MCB &amp;amp; THERMOSTAT mounting bkt | 11
TH76446XXXX | MS | FRON IP BARRIER - KNOCK OUTS | 11
TH76448XXXX | MS | REAR IP BARRIER 1000 D,310 B.C,2400 HT | 11
TH76732LENDT2 | MS | FRONT LHS AUX BUS PARTITION-ENDCOVER | 11
TH76733RENDT2 | MS | FRONT LHS AUX BUS PARTITION-ENDCOVER | 11
TH77000X476T2 | MS | VERTICAL BASEPLATE FOR C-COMPT WITH VT M | 11
TH77000X876T2 | MS | VERTICAL BASE PLATE FOR C COMPT | 11
TH77002X6XP | MS | TRAY 'C' COMPT - LHS | 11
TH77003X4XX | MS | LHS IC BARRIER FOR VT MODULE | 11
TH77176X16KT2 | MS | OG HZ SHROUD | 11
TH77176XX6N | MS | FR1-VERTICAL SHROUD-SLOTED | 11
TH77178XL6S | MS | FR2-VERTICAL SHROUD-SLOTED | 11
TH77178XL6ST2 | MS | FR2-VERTICAL SHROUD-SLOTED | 11
TH77179XXXX | MS | SHROUD FIXING BRACKET IC LINK | 11
TH77180XXXX | MS | VERTICAL OG CABLE LINK SUPPORT | 11
TH77181XXXX | MS | OG LINK SUPPORT TP | 11
TH77182XXXX | MS | OG LINK SUPPORT BT | 11
TH77464XX6KT2 | MS | CABLE LINK REAR SHROUD FIXING BRAKCET | 11
TH77602X76X | MS | VERTICAL SUPPORT | 11
TH78076G4XX | MS | DOOR NON STD ASSY ( 2400 HT,310 BUS) | 11
TH78076G6XX | MS | DOOR NON STD ASSY ( 2400 HT,310 BUS) | 11
TH78208X306 | MS | FEEDER DOOR - 600 W 320 H | 11
TH78208X307 | MS | FEEDER DOOR- 600W 320 H | 11
TH78208X308 | MS | FEEDER DOOR - 600 W 320 H | 11
TH78208X309 | MS | FEEDER DOOR - 800W 400H | 11
TH78208X310 | MS | FEEDER DOOR - 600 W 860 H | 11
TH78208X311 | MS | FEEDER DOOR - 600 W 860 H | 11
TH78208X312 | MS | FEEDER DOOR- 600W 860 H | 11
TH79031X440 | MS | A COMP PARTITION EXTRA HBB SUPPORT | 11
TH79032Q4XX | MS | REAR BUSBAR SHIELD - 600 W 1000 W | 11
TH79032Q4XXT2 | MS | HBB SHIELD REAR - AUX+DUMMY PANEL | 11
TH79032Q6XX | MS | REAR BUSBAR SHIELD - 600 W 1000 W | 11
TH79034X4XX | MS | FRONT BUSBAR SHIELD EXTRA HBB SUPPORT | 11
TH79034X6XX | MS | FRONT BUSBAR SHIELD EXTRA HBB SUPPORT | 11
TH79061XX6XT2 | MS | AOC BELOW BUSBAR PARTITION | 11
TH90076G476 | MS | NON STD DOOR ASSY VT MODULE (VACANT) | 11
TH90535G6XX | MS | REAR DOOR 2400H 310 BBC - 600W + 1:LAMP | 11
TH90539DKTX | MS | REAR DOOR ASSEMBLY - CA96138DKTX - 1:TY | 11
CA41023UXXXTF | Link | CRADLE TO VEB CONNECTING LINK | #N/A
CA41026XXXXTF | Link | SPACERS FOR DIRECT LINK | #N/A
CA41079ZHJ1TF | Link | FISHPLATE - 5X165 -TIN | #N/A
CA41079ZHJ2TF | Link | FISHPLATE - 5X165 -TIN PLATED | #N/A
CA41687UY65TF | Link | PCC HZ. EARTH BAR-CU-600, 800 - TIN | #N/A
CA41687UY66TF | Link | PCC HZ. EARTH BAR-CU-600, 600 - TIN | #N/A
CA41687UY67TF | Link | PCC HZ. EARTH BAR-CU-600, 440 - TIN | #N/A
CA41687UY70TF | Link | PCC HZ. EARTH BAR-CU-440, 600 - TIN | #N/A
CA41707UXX6TF | Link | EARTHBAR SPACER, 6 THK, CU | #N/A
CA41911UXX1TF | Link | HEB FISH PLATE | #N/A
CA41911UXX2TF | Link | EARTH BAR FISH PLATE | #N/A
CA42722ALD1TIN | Link | FR1 DIRECT LINK-CU-OMEGA-NEUTRAL-600W | #N/A
CA42722ALD2TIN | Link | FR1 DIRECT LINK-CU-OMEGA-NEUTRAL-600W | #N/A
CA42722ALD3TIN | Link | FR1 DIRECT LINK-CU-OMEGA-N3-310BB-600W | #N/A
CA42722ALD4TIN | Link | FR1 DIRECT LINK-CU-OMEGA-N3-310BB-600W | #N/A
CA42722ALD5TIN | Link | FR1 DIRECT LINK-CU-OMEGA-N3-310BB-600W | #N/A
CA42722ALD6TIN | Link | FR1 DIRECT LINK-CU-OMEGA-NEUTRAL-600W | #N/A
CA42734GLAXTIN | Link | MINIBUS FR1 - CU - 4P - | #N/A
CA42734GLBXTIN | Link | MINIBUS FR1 - CU - 4P - | #N/A
CA42734GLCXTIN | Link | MINIBUS FR1 - CU - 4P - | #N/A
CA42734GLDXTIN | Link | MINIBUS FR1 - CU - 4P - | #N/A
CA43293UXXXTF | Link | HEB-VEB CONNECTOR LINK-COPPER | #N/A
CA43294UVXXTF | Link | VEB 2400 HEIGHT-310 BC 6X38 CU | #N/A
CA46044XX1CTF | Link | VERTICAL LINK -CU | #N/A
CA46044XX3CTF | Link | Vertical Link -Cu (5X50) | #N/A
CA46071BY1CTF | Link | L-LINK COPPER_SPDF_10x50DRP_R_PH | #N/A
CA46071BY2CTF | Link | L-LINK COPPER_SPDF_10x50DRP_R_PH | #N/A
CA46071BY3CTF | Link | L-LINK COPPER_SPDF_10x50DRP_R_PH | #N/A
CA46072XX3CTF | Link | DIRECTLINK NEUTR-SPSF_CU10x50-310-1-80P | #N/A
CA46072XX4CTF | Link | DIRECTLINK NEUTR-SPSF_CU10x50-310-2-80P | #N/A
CA46299XXX1TF | Link | EARTHBAR FISHPLATE -SF | #N/A
CA46375XX5CTF | Link | VERTICAL CONNECTOR1_CU-R PH-310BB_1-80P | #N/A
CA46375XX6CTF | Link | VERTICAL CONNECTOR1_CU-R PH-310BB_2-80P | #N/A
CA46566XXXXTF | Link | DN2 4P SPREADER RY | #N/A
CA46567XXXXTF | Link | DN2 4P SPREADER BN | #N/A
CA46855XXX4TF | Link | Horizontal earth bar -SF | #N/A
CA46875XXX3TIN | Link | 10x50 CU DROPPER-80PITCH-2400-310 | #N/A
CA47003XX16TF | Link | 80 PITCH VER EARTHBAR 2400H-310BB -CU | #N/A
CA47183XXXXTF | Link | SPREADER Y | #N/A
CA47184XXXXTF | Link | SPREADER Y | #N/A
CA47232XXXXTF | Link | MCCB Outgoing B Link | #N/A
CA47233XXXXTF | Link | MCCB INCOMING NEUTRAL SPREADER | #N/A
CA47234XXXXTF | Link | MCCB OG R Spreader | #N/A
CA47235XXX1TF | Link | Terminal Link | #N/A
CA47235XXX2TF | Link | Terminal LInk | #N/A
CA47235XXX3TF | Link | Terminal Link | #N/A
CA47235XXX4TF | Link | Terminal Link | #N/A
CA47235XXX5TF | Link | Terminal Link | #N/A
CA47236XXX1TF | Link | Incoming Terminal Link | #N/A
CA47236XXX2TF | Link | Incoming terminal Link | #N/A
CA47236XXX3TF | Link | Incoming terminal Link | #N/A
CA47367XXX1TF | Link | HEB2VEB LINK-900x1000-2400/310-80DRP | #N/A
CA47375XXX1TF | Link | 135A RCE TERM ADAPTOR DIA 6.7 | #N/A
CA47376XXX2TF | Link | 250A RCE TERM ADAPTOR DIA 10.3 | #N/A
CA47376XXX3TF | Link | 250A RCE TERM ADAPTOR DIA 12.5 | #N/A
CA47412XXX1TF | Link | MCCB LINK | #N/A
CA47412XXX2TF | Link | MCCB LINK 2 | #N/A
CA47412XXX3TF | Link | MCCB LINK 3 | #N/A
CA47412XXX4TF | Link | MCCB LINK 4 | #N/A
CA47412XXX5TF | Link | MCCB OUTGOING Y LINK | #N/A
CA47618XXXCTF | Link | EXTENSION EARTHBAR - TX | #N/A
CA47720XXX1TF | Link | 400A - TYPE1 - ADAPTER LINK | #N/A
CA47720XXX2TF | Link | 400A - TYPE1 - ADAPTER LINK -2 | #N/A
CA47735XXX1TF | Link | PCC HEB FISHPLATE WITH700W | #N/A
CA47735XXX2TF | Link | PCC HEB FISHPLATE WITH700W | #N/A
TH40341B060 | Link | BUSBAR - TINNED CU - 10X100 L=560 | #N/A
TH40341G080 | Link | BUSBAR - TINNED CU - 10X100 L=790 | #N/A
TH40341G104 | Link | BUSBAR - TINNED CU - 10X100 L=1030 | #N/A
TH40341G120 | Link | BUSBAR - TINNED CU - 10X100 L=1190 | #N/A
TH40766XXL2TIN | Link | CU OG-LINK RYB-FR1-OM-GMR-RYB | #N/A
TH40766XXL3TIN | Link | CU OG-LINK RYB-FR1-OM-GMR-RYB | #N/A
TH40766XXL4TIN | Link | CU OG-LINK RYB-FR1-OM-GMR-RYB | #N/A
TH40766XXL5TIN | Link | CU OG-LINK RYB-FR1-OM-GMR-RYB | #N/A
TH40766XXL6TIN | Link | CU OG-LINK RYB-FR1-OM-GMR-RYB | #N/A
TH40766XXL7TIN | Link | CU OG-LINK RYB-FR1-OM-GMR-RYB | #N/A
TH40768XXL1TIN | Link | CU OG-LINK RYB-FR1-OM-GMR-N | #N/A
TH40768XXL2TIN | Link | CU OG-LINK RYB-FR1-OM-GMR-N | #N/A
TH40768XXL3TIN | Link | CU OG-LINK RYB-FR1-OM-GMR-N | #N/A
TH41503XXXXTF | Link | 630 sq mm CU SPACER | #N/A
TH42079CXXXTF | Link | EARTHCONNECTING LINK | #N/A
TH44850KHA1TIN | Link | RISER FR1 4POLE CU BC -FR1 OMEGA | #N/A
TH44850KHA2TIN | Link | RISER FR1 4POLE CU BC -FR1 OMEGA | #N/A
TH44850KHA3TIN | Link | RISER FR1 4POLE CU BC -FR1 OMEGA | #N/A
TH44850KHA4TIN | Link | RISER FR1 4POLE CU BC -FR1 OMEGA | #N/A
TH44850KHA5TIN | Link | RISER FR1 4POLE CU BC -FR1 OMEGA | #N/A
TH44850KHB1TIN | Link | RISER FR1 4POLE CU BC -FR1 OMEGA | #N/A
TH44850KHB2TIN | Link | RISER FR1 4POLE CU BC -FR1 OMEGA | #N/A
TH44850KHB3TIN | Link | RISER FR1 4POLE CU BC -FR1 OMEGA | #N/A
TH44850KHB4TIN | Link | RISER FR1 4POLE CU BC -FR1 OMEGA | #N/A
TH44850KHB5TIN | Link | RISER FR1 4POLE CU BC -FR1 OMEGA | #N/A
TH44850KHC1TIN | Link | RISER FR1 4POLE CU BC -FR1 OMEGA | #N/A
TH44850KHC2TIN | Link | RISER FR1 4POLE CU BC -FR1 OMEGA | #N/A
TH44850KHC3TIN | Link | RISER FR1 4POLE CU BC -FR1 OMEGA | #N/A
TH44850KHC4TIN | Link | RISER FR1 4POLE CU BC -FR1 OMEGA | #N/A
TH44850KHC5TIN | Link | RISER FR1 4POLE CU BC -FR1 OMEGA | #N/A
TH44850KHD1TIN | Link | RISER FR1 4POLE CU BC -FR1 OMEGA | #N/A
TH44850KHD2TIN | Link | RISER FR1 4POLE CU BC -FR1 OMEGA | #N/A
TH44850KHD3TIN | Link | RISER FR1 4POLE CU BC -FR1 OMEGA | #N/A
TH44850KHD4TIN | Link | RISER FR1 4POLE CU BC -FR1 OMEGA | #N/A
TH44850KHD5TIN | Link | RISER FR1 4POLE CU BC -FR1 OMEGA | #N/A
TH45180XXXXTF | Link | MCCB LINK | #N/A
TH46258ZXX1TF | Link | 400A -TYPE-1 ADAPTOR LINK - 18 DIA - BCE | #N/A
TH46258ZXX2TF | Link | 400A -TYPE-1 ADAPTOR LINK - 18 DIA - BCE | #N/A
TH46696KLE1TIN | Link | DROPPER BC OMEGA FR1 | #N/A
TH46696KLE2TIN | Link | DROPPER BC OMEGA FR1 | #N/A
TH46696KLE3TIN | Link | DROPPER BC OMEGA FR1 | #N/A
TH46696KLF1TIN | Link | DROPPER BC OMEGA FR1 | #N/A
TH46696KLF2TIN | Link | DROPPER BC OMEGA FR1 | #N/A
TH46696KLF3TIN | Link | DROPPER BC OMEGA FR1 | #N/A
TH46696KLG1TIN | Link | DROPPER BC OMEGA FR1 | #N/A
TH46696KLG2TIN | Link | DROPPER BC OMEGA FR1 | #N/A
TH46696KLG3TIN | Link | DROPPER BC OMEGA FR1 | #N/A
TH46696KLH1TIN | Link | DROPPER BC OMEGA FR1 | #N/A
TH46696KLH2TIN | Link | DROPPER BC OMEGA FR1 | #N/A
TH46696KLH3TIN | Link | DROPPER BC OMEGA FR1 | #N/A
CA54014UHAA | PR | HBB SUPPORT 10X100 FOR SLEEVED | #N/A
CA54014UHXX | PR | SUPPORT BLOCK NYLON | #N/A
CA56080MXXX | PR | CUTOUT BLOCKING PLUG | #N/A
CA56161XXXX | PR | CONTROL FACIA GASKET | #N/A
CA56164XXXX | PR | IP COVER FOR COMMUNICATION CUTOUT | #N/A
CA56169XXXX | PR | Cover | #N/A
CA56177XXXX | PR | T-ERA LOGO | #N/A
CA61032XX1X | PR | PULTRUDED SPRT BUS SPRT 1000D | 40
CA61636XXXX | PR | FR1-BC-HBB PULTRUDED SUPPORT-DR PANEL | 40
CA66020BY1X | PR | PRESSURE_PLATE_VERTICAL_LINK | #N/A
CA66020BY2X | PR | NUT_PLATE_VERTICAL_LINK | #N/A
CA66051XXXX | PR | 80kA BUSBAR SUPPORT PRESSURE PLATE | #N/A
CA66077XXXX | PR | FLAP_LOCK_PIN | #N/A
CA66079XXXX | PR | 10X50DRP TOP SUPPORT-80kA-80PITCH | #N/A
CA66082XXXX | PR | ZLINK SUPPORT TOP 10X50DRP-80kA-80PITCH | #N/A
CA66083XXXX | PR | ZLINK SUPPORT BOTTOM 10X50DRP-80kA-80PIT | #N/A
CA66117XXXX | PR | NUT PLATE_DROPPER-80kA(50DRP) | #N/A
CA71558A015 | PR | Lifting Angle (600+440+0) | 61
CA71558A022 | PR | Lifting Angle (600+600+0) | 61
CA71558A033 | PR | Lifting Angle (800+600+0) | 61
CA71558A034 | PR | Lifting Angle (700+700+0) | 61
CA71580XXXX | PR | NUT PLATE | #N/A
CA72945XX12 | PR | JOINT SHROUD 310 CU HBB | 40
CA72945XX22 | PR | JOINT SHROUD | 40
CA74143MG4Z | PR | DOOR_TOP_EMBLEM HOUSING | #N/A
CA74143MG6Z | PR | DOOR_TOP_EMBLEM HOUSING | #N/A
CA74143MG7X | PR | DOOR_TOP_EMBLEM HOUSING | #N/A
CA74143MG7Y | PR | DOOR_TOP_EMBLEM HOUSING | #N/A
CA74143MG7Z | PR | DOOR_TOP_EMBLEM HOUSING | #N/A
CA74143MG8Z | PR | DOOR_TOP_EMBLEM HOUSING | #N/A
CA76748XXXX | PR | HIGHER FAULT BUSBAR SUPPORT BRACKET-1 | #N/A
CA77369XXX2 | PR | DRP TOP HOR. BARRIER-10x50-80P | #N/A
CA77372XXX2 | PR | DRP TOP VERT. BARRIER-10x50-80P | #N/A
CA77424XXX2 | PR | REP SIDE PLATE-240F | #N/A
CA77424XXX3 | PR | REP SIDE PLATE-320F | #N/A
CA77424XXX5 | PR | REP SIDE PLATE-480F | #N/A
CA77929XXXX | PR | 135A RCE CUST TERM PHASE BARRIER TYP'A | #N/A
CA77932XXXX | PR | 250/400A RCE CUST TERM PHASE BARRIER STD | #N/A
CA78325XXX1 | PR | DRP TOP VERT. BARRIER-80P | #N/A
CA78607XXXX | PR | 250/400/630A NEW RCE ADAP PHASE BAR | #N/A
CA78633XXXX | PR | L&T logo plate | #N/A
CA96994XXXX | PR | HIGHER FUALT LEVEL PLATE ASSY 80 PITCH | #N/A
CA97834XXXX | PR | TOP-HINGING-MECHANSIM ASSY LEFT SIDE | #N/A
CA97835XXXX | PR | TOP-HINGING-MECHANSIM ASSY RIGHT SIDE | #N/A
TH00049XXXXTF | PR | T-ERA Cu AUXBUS 2m (CA44001XXXX TIN PLTD | #N/A
TH50160XX13 | PR | BOOTS_CA97267XXXX_TYPE_1A | #N/A
TH50160XX16 | PR | BOOTS_CA97267XXXX_TYPE_3 | #N/A
TH50160XX29 | PR | BOOTS_CA97301_TYPE1 | #N/A
TH51385XXXX | PR | PULTRUDED SPRT BUS SPRT 1000D | 40
XB06018XXXX | PR | FLAP_LOCK_SPRING | 61
BB2001DC | MCB | 1A DP C-curve 250V DC 6kA | 53
BB2032DC | MCB | 32A DP C-curve 250V DC 6kA | 53
BB40010C | MCB | MCB 4P 1A "C" Curve 10kA | 53
CA42721ALA1TF | Link | FR1 DIRECT LINK-CU-OMEGA-R1-310BB-600W | #N/A
CA42721ALA2TF | Link | FR1 DIRECT LINK-CU-OMEGA-R2-310BB-600W | #N/A
CA42721ALA3TF | Link | FR1 DIRECT LINK-CU-OMEGA-R3-310BB-600W | #N/A
CA42721ALA4TF | Link | FR1 DIRECT LINK-CU-OMEGA-R4-310BB-600W | #N/A
CA42721ALA5TF | Link | FR1 DIRECT LINK-CU-OMEGA-R4-310BB-600W | #N/A
CA42721ALA6TF | Link | FR1 DIRECT LINK-CU-OMEGA-R6-310BB-600W | #N/A
CA42721ALB1TF | Link | FR1 DIRECT LINK-CU-OMEGA-Y1-310BB-600W | #N/A
CA42721ALB2TF | Link | FR1 DIRECT LINK-CU-OMEGA-Y2-310BB-600W | #N/A
CA42721ALB3TF | Link | FR1 DIRECT LINK-CU-OMEGA-Y3-310BB-600W | #N/A
CA42721ALB4TF | Link | FR1 DIRECT LINK-CU-OMEGA-R4-310BB-600W | #N/A
CA42721ALB5TF | Link | FR1 DIRECT LINK-CU-OMEGA-R4-310BB-600W | #N/A
CA42721ALB6TF | Link | FR1 DIRECT LINK-CU-OMEGA-R4-310BB-600W | #N/A
CA42721ALC1TF | Link | FR1 DIRECT LINK-CU-OMEGA-B1-310BB-600W | #N/A
CA42721ALC2TF | Link | FR1 DIRECT LINK-CU-OMEGA-B2-310BB-600W | #N/A
CA42721ALC3TF | Link | FR1 DIRECT LINK-CU-OMEGA-B3-310BB-600W | #N/A
CA42721ALC4TF | Link | FR1 DIRECT LINK-CU-OMEGA-R4-310BB-600W | #N/A
CA42721ALC5TF | Link | FR1 DIRECT LINK-CU-OMEGA-R4-310BB-600W | #N/A
CA42721ALC6TF | Link | FR1 DIRECT LINK-CU-OMEGA-6-310BB-600W | #N/A
CA44004G140TF | Link | BUSBAR - 10 X 100 CU - 1400L-TIN | #N/A
CA61662XXXX | PR | PULTRUD SUPPORT FOR DIRECT LINK 2PH | 40
CA61733XXX3 | PR | R-EPOXY SUPPORT-BUS COUPLER DROPPER-FR1 | #N/A
CA61734XXX3 | PR | L-EPOXY SUPPORT-BUS COUPLER DROPPER-FR1 | #N/A
CF60024 | PR | ROUND SLEEVE FOR TX HANDLING RODS | #N/A
CM90404OOOOAG | DN | MCCB dsine DN2-250H 40A 4P MTX 2.0 | 52
CM90405OOOOAG | DN | MCCB dsine DN2-250H 63A 4P MTX 2.0 | 52
CM90406OOOOAG | DN | MCCB dsine DN2-250H 100A 4P MTX 2.0 | 52
CM90408OOOOAG | DN | MCCB dsine DN2-250H 250A 4P MTX 2.0 | 52
CS94117OOOO | MNX | MNX-A2 ADD-ON BL.2NO | 53
CS94119OOOO | MNX | MNX-A2 ADD-ON BL.2NC | 53
CS965521OOO | MDX | MDX 3P 32A(AC3) 110V DC (BF3200D) | 53
SH00022E11R | CT VT | 150-200/1A 15VA CL1 BPL RC CT | 60
SH00022E13R | CT VT | 250/1A 15VA CL1 BPL RC CT | 60
SPE0014900012 | SP HTR | SPACE HEATER 150W,250V | 60
SPE0014900013 | SP HTR | SPACE HEATER 60W,250V | 60
SPE0020800007 | Sel Sw | SALZER ASS | 66
SPE0020800008 | Sel Sw | SALZER VSS DM 6 POSITIONS+OFF | 60
SPE0023400349 | Meter | VOLTMETER MOVING COIL (AC),0-500V,RISHAB | 60
SPE0047700124 | CT VT | VT 440/R3/110/R3 V CL.1/3P | 60
SPE0081700161 | PR | EXTRA_ITEM_MTR 4.5 MM ID HEAT SHRINK TUB | #N/A
SPE0096700088 | CT VT | CTNEW 630,1A,15,PROTECTION,CL.5P20,BPL,P | 60
SPE0107800907 | CT VT | 2000A/1A CLPS CTs | 60
SPE0114400044 | Timer | MICON 225,240-415V AC,2B5DT5,#GICEMCATNO | 60
SPE0117800151 | CT VT | 630A/1A,15VA,CL1,RESIN CAST | 60
SPE0117800879 | CT VT | 63A/1A,15VA,CL1,RESIN CAST (CLASS-E) | 60
SPE0117802677 | CT VT | 2000A/1A,15VA,CL1,RESIN CAST (CLASS-E) | 60
SPE0117802678 | CT VT | 2000A/1A,15VA,CL1,RESIN CAST (CLASS-E) | 60
SPE0123801789 | CT VT | 2000A/1A,15VA,5P20 CT | 60
SPE0123801790 | CT VT | 2000A/1A,15VA,5P20 CT | 60
SPE0132200466 | Wire | 2.5SQMM,BLACK,FRHR,3.3kV PVC WIRE | 72
SPE0132200476 | Wire | 10SQMM,BLACK,FRHR,3.3kV PVC WIRE | 72
SPE0132200477 | Wire | 10SQMM,RED,FRHR,3.3kV PVC WIRE | 72
SPE0132200478 | Wire | 10SQMM,YELLOW,FRHR,3.3kV PVC WIRE | 72
SPE0132200481 | Wire | 16SQMM,BLACK,FRHR,3.3kV PVC WIRE | 72
SPE0132200483 | Wire | 16SQMM,YELLOW,FRHR,3.3kV PVC WIRE | 72
SPE0132200484 | Wire | 16SQMM,BLUE,FRHR,3.3kV PVC WIRE | 72
SPE0147800078 | Meter | Rish Master 3440,H: 60-300V AC/DC,3440-1 | 60
SPE0148500006 | Fuse | BUSSMANN 6A C14G6S | 60
SPE0148500027 | Fuse | BUSSMANN 2A C14G2S | 60
SPE0155300024 | CT VT | ERICON SUMMATION CT | 60
SPE0172000060 | CT VT | 440V/R3/110V/R3,100VA,CL.1/3P(CORE-1),11 | 60
SPE0186200010 | PR | POLYOLEFIN SLEEVE,50 MM,BLACK | #N/A
SPE0186200012 | PR | POLYOLEFIN SLEEVE,80 MM,BLACK | #N/A
SPE0216400004 | Terminal | WAGO MALE,6P,231-606/019 | 61
SPE0257200002 | ELR | 220-415V AC / 220 V DC,Current Range 30M | 60
SPE0257300002 | CBCT | CBCT 20 X 71 X 91,SIZE-38,17H7NNHN3 | 60
SPE0257300003 | CBCT | CBCT 20 X 132 X 155,SIZE-92,17H7NNJN3 | 60
SPE0257300004 | CBCT | CBCT 20 X 97 X 107,SIZE-,57,17H7NNIN3 | 60
SPE0258900023 | Meter | BIEQ 72 (MDI WI MOV IRON AMM),0-63A,15 M | 60
SPE0258900025 | Meter | BIEQ 72 (MDI WI MOV IRON AMM),0-200A,15 | 60
SPE0258900028 | Meter | BIEQ 72 (MDI WI MOV IRON AMM),0-100A,15 | 60
SPE0258900034 | Meter | BIEQ 72 (MDI WI MOV IRON AMM),0-250A,15 | 60
SPE0258900067 | Meter | BIEQ 72 (MDI WI MOV IRON AMM),0-630A,15 | 60
SPE0293500701 | Sel Sw | SALZER RT-AC IP2X REAR TERM,16A,2P,2POS | 60
SPE0293500956 | Sel Sw | SALZER DR-DC IP2X REAR TERM,16A,4P,4POS | 60
SPE0424000001 | PB | ESBEE P.B. ACTUATOR- EMNCFD1 | 60
SPE0424000002 | PB | ESBEE P.B. ACTUATOR- EMNRMH1 | 60
SPE0424000003 | PB | ESBEE P.B. ACTUATOR- EG03FDLW110D | 60
SPE0424000013 | PB | ESBEE P.B. ACTUATOR- EMNGFD1 | 60
SPE0424000015 | PB | ESBEE P.B. ACTUATOR- EMNRFD1 | 60
SPE0424200001 | PB | ESBEE P.B. ADD ON CONTACT- 1 NO (EC1C) | 60
SPE0424200002 | PB | ESBEE P.B. ADD ON CONTACT- 1 NC (EC2C) | 60
SPE0454000035 | Relay | ABB RELAY:HBFDACADNEA1BNN11G | 60
SPE0454000036 | Relay | ABB RELAY:HBFHAEAGNEA1BNN11G | 60
SPE0454000052 | Relay | ABB REF615,HBFKBCADNEA1BDN11G | 60
SYBK866TS | Vendor | PART ASSEMBLED SWITCHBOARD | #N/A
SYBK866TX | Vendor | PART ASSEMBLED SWITCHBOARD | #N/A
SYBK866TXMO1 | Vendor | GENERIC FEEDER | #N/A
TH42132XXX2TF | Link | OG-FR1-L SHAPE -CABLE-LINK | #N/A
TH44456XX18TF | Link | OG-FR1-L SHAPE -CABLE-LINK WORK | #N/A
TH50040XXXA | PR | GASKET DOOR TI SWBD ( UNDER DEVELOPMENT | #N/A
TH51335XXXX | PR | FR1-BC-HBB PULTRUDED SUPPORT-DR PANEL | 40
TH90149XXX8 | IC OG Contact | Power terminals 250A Outgoing -TPN | 71
UW108HFBA200018050 | ACB | OMEGA FR1 800A H 4P100%N EBR | 51
UW108HFC0000018055 | ACB | OMEGA FR1 800A H 4P100%NCR | 51
UW120HFBA200018049 | ACB | OMEGA FR1 2000A H 4P100%N EBR | 51
UW120HFC0000018052 | ACB | OMEGA FR1 2000A H 4P100%NCR | 51
UW120HFC0000018056 | ACB | OMEGA FR1 2000A H 4P100%NCR | 51
VAA23ZG0752BA | Relay | VAA23 RELAY W.D.: 01VAA23ZG 001 | 60
VAJH23ZG0752BBA | Relay | AREVA VAJH23 RELAY WD NO:01VAJH23ZG-002 | 60
VAJH23ZG0754BBA | Relay | AREVA VAJH23 RELAY WD NO:01VAJH23ZG-002 | 60
BB20040C | MCB | MCB 2P 4A "C" Curve 10kA | 53
CQ40647BB81 | Link | ADAPTOR LINK-B FOR 250SP TERM | #N/A
CQ40647YB81 | Link | ADAPTOR LINK-Y FOR 250SP TERM | #N/A
CS94111DOOO | MNX | MNX 32 CONTR.415V 50Hz | 53
CS94136AOOO | MNX | MNX 95 CONTR.2NO+2NC 110V AC | 53
CS94142BOOO | MNX | MNX 265 CONTR.2NO+2NC 240V AC | 53
CS94142DOOO | MNX | MNX 265 CONTR.2NO+2NC 415V AC | 53
CS94195BOOO | MNX | COIL MNX 265/400 240V AC 50Hz | 53
CS97077AOOO | MNX | MNX 80 Contactor: 110V, 50Hz. | 53
SA50501 | PR | MODULE GUIDE | 40
SA60408 | PR | PIN M.S. SAFETY SHUTTER,1/MOD. TQ3 | 61
SA71986 | PR | GUIDE LOCKING ANGLE TQ-M | 61
SA73819RJ45 | MS | DRILLING INST.(500MM)RJ45 BKT | 11
SA73821RJ45 | MS | DRILING INST(700MM) RJ45 BKT | 11
SA73822RJ45 | MS | SIC MEMBER RHS 800MM TQ3 | 11
SA73823RJ45 | MS | SIC MEMBER RHS 900MM TQ3 | 11
SA73864 | PR | BRACKET CONTROL - TQ3 | 61
SA73960 | PR | LOCKING ANGLE - TQ3 M | 61
SA74623 | PR | ANGLE TQ3 | 61
SA74643 | PR | SHROUD 125A TQ3 | 40
SA74658 | PR | BKT HANDLING ROD 200 COMPT TQ3 | 61
SH00013###A | PR | LOCK TYPE 'AA' WILL ACCEPT KEY TYPE '#A' | #N/A
SH03046QI | CT VT | 415/110V 125VA MOD CON.TRAFO | 60
SH03047QI | CT VT | 415/110V 150VA MOD CON.TRAFO | 60
SH30112NLNKA## | Link | CONN LINK N | #N/A
SH30115####A## | Link | I/C LINL N | #N/A
SH30116####A## | Link | O/G LINK N | #N/A
SH49045 | Link | ADAPTOR LINK - "R" | #N/A
SH49046 | Link | ADAPTOR LINK - "Y" | #N/A
SH49047 | Link | ADAPTOR LINK - "B" | #N/A
SH49049 | Link | ADADTOR LINK - "NEUTRAL" | #N/A
SH49069 | Link | STANDALONE 3 PNL | #N/A
SH77705 | MS | SUPPORT : ADP LINK IN TQ3 CBC D/O | 11
SH77706 | MS | BRACKET ADAPTOR LINKS | 11
SH79461 | MS | BRACKET COMMUNICATION CORD TQ3 | 11
SH99251 | PR | HOLLOW SQUARE HANDLING ROD ASSY | #N/A
SPE0005800158 | Meter | AMMETER AE,0-250A,CLASS 1 | 60
SPE0023400039 | Meter | VOLTMETER MOVING COIL (AC),0-500V,AE | 60
SPE0117800979 | CT VT | 250A/1A,7.5VA,CL1,RESIN CAST (CLASS-E) | 60
SPE0399400022 | Communication | BELDEN PATCHCORD:C5C9106001M | 60
SPE0399400023 | Communication | BELDEN PATCHCORD:C5C9106002M | 60
SYSJ441TQ | Vendor | PART ASSEMBLED SWITCHBOARD | #N/A
SYSJ441TQMO1 | Vendor | GENERIC FEEDER | #N/A
SZT4174#####GP | Link | O/G RISER Y | #N/A
SZT4176 | Link | RISER LINK Y | #N/A
SZV4272 | Link | OG RISER | #N/A
SZV4274 | Link | OG RISER | #N/A
SZV4275###B | Link | OG LINK | #N/A
SZV4275###R | Link | OG LINK | #N/A
SZV4275WTCY | Link | O/G LINK Y | #N/A
TH00021XX75 | ISMC | 75 MM ISMC 10ft CHANNEL - SPE0101147191 | 11
TQ30060 | MS | CONTROL PLATE | 11
TQ30061 | MS | CONTROL PLATE A96+ASS | 11
TQ32256D | MS | DOOR-500 DL/DM 16/100 WITH DN HANDLE | 11
TQ32258D | MS | DOOR-700 DL/DM 100+DN HANDLE | 11
TQ51834#800 | MS | END PLATE-RHS 800MM | 11
TQ52538 | MS | BASE PLATE FOR MNX225 | 11
TQ53048####A## | Link | CONNECTING LINK - R | #N/A
TQ53049####A## | Link | CONNECTING LINK - Y | #N/A
TQ53050####A## | Link | CONNECTING LINK - B | #N/A
TQ64098 | MS | DOOR 900 | 11
TQ65983###3 | MS | BASE PLATE | 11
TQ65983###4 | MS | BASE PLATE | 11
TQ65983##12 | MS | BASE PLATE | 11
TQ65983##13 | MS | BASE PLATE | 11
TQ65983##15 | MS | BASE PLATE | 11
TQ65983##18 | MS | BASE PLATE | 11
TQ65983##19 | MS | BASE PLATE FOR DN2 | 11
TQ65994###1 | MS | CONTROL PLATE | 11
TQ65995###1 | MS | DOOR 800 | 11
SPE0341400028 | Relay | 7SJ66 RELAY- 7SJ6611-5DB90-1FA0-L0R | 60
SPE0341400029 | Relay | 7SJ66 RELAY- 7SJ6612-5DB90-1HF0-L0R | 60
SH98001RPAD | ACB | CR 3200A H1 4P ECR WITH PADLOCKING-RI | 51
SPE0341400032 | Relay | 7SJ66 RELAY- 7SJ6611-5DB90-1FE4-L0R | 60
ACBSCQF335-135 | ACB | ACB 0800 A , ELECTRICAL-(Motor oprtd-S. | 51
ACBSCQF335-601 | ACB | ACB 4000 A , ELECTRICAL-(Motor oprtd-S. | 51
ACBSCQF335-602 | ACB | ACB 4000 A , ELECTRICAL-(Motor oprtd-S. | 51
ACBSCQF335-603 | ACB | ACB 4000 A , ELECTRICAL-(Motor oprtd-S. | 51
ACBSCQF335-461 | ACB | ACB 0800 A , ELECTRICAL-(Motor oprtd-S. | 51
SPE0193800013 | ethernet | RS900NC-HI-D-ML-ML-TX-C01 ETHERNET SWITC | 60
SPE0341400033 | Relay | 7SJ66 RELAY- 7SJ6611-5DB90-1FE0-L0R | 60
SPE0191500045 | Relay | PQ8NC2JW,110-125V DC,5N/O+1N/C | 60
SPE0426300095 | CBCT | CBCT 7SJ66,MOP:1A (+- 5%) | 60
SPE0164200001 | Communication | SIEMENS,6ES7-972-0BA-12-0XA0 PROFIBUS CO | 60
SPE0245800002 | Meter | SENTRON PAC3200,7KM2112-0BA00-3AA0 | 60
DOM_LOOSEBOX2 | PKG | 940MMX610MMX480MM-V-0.085 | 20
SPE0245400001 | Meter | 7KM9300-0AB01-0AA0 | 60
SHP1141 | PKG | LOOSE BATTEN OF WOOD, SIZE 72X35X2620MM | 20
SL00315OOOO | Extra | Motor 240V AC | 51
SZU4348OGRB#GP | Link | IC &amp; OG LINK | #N/A
SPE0191500029 | Relay | PN8NCH2JS,110V DC,4N/O+3N/C | 60
SZU4348ICRB#GP | Link | i/c &amp; OG LINK | #N/A
SPE0157400001 | Communication | PROFIBUS CABLE SIEMENS,6XV1 830-0EH10 | 60
SZU4348OG#Y#GP | Link | IC &amp; OG LINK | #N/A
SZU4348IC#Y#GP | Link | IC &amp; OG LINK | #N/A
TQ51981 | Link | SPACER | #N/A
TQ66095OG#N | LINK | NEUTRAL LINK DN3-630 SUP | #N/A
SPE0293500723 | Sel Sw | SALZER D-DC STD,16A,4P,4POS SWITCH | 60
TQ66095ICNCT | Link | N IC LINK WITH NEUTRAL CT | #N/A
SPE0399400007 | Communication | BELDEN PATCHCORD:C5C4106008M | 60
SPE0473900001 | Relay | SCHNEIDER CONT:LC1E06008M5WB | 60
SPE0399400001 | Communication | BELDEN PATCHCORD:C5C4106002M | 60
CL90025OOOO | Extra | SPARE KIT: PADLOCK ASSEMBLY C-Power | 51
SPE0293501085 | Sel Sw | SALZER D-DC STD,16A,3P,4POS SWITCH | 60
SPE0293501381 | Sel Sw | SALZER D-DC STD,16A,3P,4POS SWITCH | 60
SZU4348OGRB#GPF | Link | IC &amp; OG LINK-UNF | #N/A
TQ66095OG#NF | Link | NEUTRAL LINK DN3-630 SUP-UNF | #N/A
SZS4514F | Link | I/C &O/G ADAPTOR - Y(DN3 630H 3P) | #N/A
SZU4348ICRB#GPF | Link | i/c &amp; OG LINK-UNF | #N/A
SZU4348OG#Y#GPF | Link | IC &amp; OG LINK-UNF | #N/A
SH49166 | MS | BRACKET SCRAPING EARTH FINISHED | 11
SZQ4442#####GFF | Link | ADAPTOR R Y B-UNF | #N/A
SA46182F | Link | COPPER ADAPTOR TERMINAL | #N/A
SA46183F | Link | ADAPTOR TERMINAL 4000A TF3 -UNFINISHED | #N/A
SA46184F | Link | ADAPTOR TERMINAL 4000A TF3 -UNFINISHED | #N/A
SA46181F | Link | TOP TERMINAL ADAPTOR-UNF | #N/A
TQ65586#BCE | Link | O/G LINK-DN3 BOT CABLE ENTRY | #N/A
ACBSCQE985-401 | ACB | ACB 3200 A , ELECTRICAL-(Motor oprtd-S. | 51
CS94141AOOO | MNX | MNX250 Contactor, 110V,50HZ. | 53
SPE0149200103 | Meter | EM6400NG METER,44-277V AC/DC,1.0 | 60
CS97075AOOO | MNX | MNX 50 contactor. 110 V, 50 Hz | 53
SPE0381100008 | TRANSDUCER | RISH CON-I TRANSDUCER | 60
CF44492 | Link | BUSBAR-RYBN | #N/A
SPE0293501001 | Sel Sw | SALZER S-AC STD,16A,2P,4POS SWITCH | 60
SPE0043321787 | CT VT | CONTROL TRAFO 415/240V, 2000VA | 60
CQ41680 | LINK | ADAPTOR FOR 4:35 SQ.MM IN 250A SP | #N/A
TF63687###R | LINK | ADAPTER - R | #N/A
TF63687###B | LINK | ADAPTER - B | #N/A
TF63687###Y | LINK | ADAPTER - Y | #N/A
CM98944OOFO | DN | DN0-100M 40 A 3P MCCB | 52
SH79871FN25 | MS | BRACKET FOR BASEPLATE | 11
SS94119OODO | OLR | MN5 (14-23A) RELAY (RESET ONLY) | 53
CQ73068 | MS | BASE PLATE-MNX225 STAR DELTA FEEDER | 11
CS94190AOOO | MNX | MNX 40 CONTACTOR: 110V,50Hz. COIL | 53
CQ74016 | MS | DOOR-1000 | 11
CQ72950 | MS | SIDE PARTITION - BOTTOM | 11
CM98944OOJO | DN | MCCB dsine DN0-100M 80A 3P (9In) | 52
SPE0117802687 | CT VT | 2500A/1A,7.5VA,CL1,RESIN CAST (CLASS-E) | 60
SPE0478800001 | CFL | C&amp;SM LAMP PL-200-3.0-230A (WITH CLAM | 61
SPE0114400043 | TIMER | MICON 175,110V AC,24V AC/DC,11ODT4,#GICE | 60
CQ74015 | MS | DOOR-1400 | 11
CQ72663 | MS | DOOR-500 | 11
SPE0117800005 | CT VT | 250A/1A,7.5VA,CL1,RESIN CAST | 60
CF42117#1A2#14 | Link | CABLE LINK | #N/A
CS94101AOOO | MNX | MNX18 CONTR.3M+1NC 110 V,50Hz | 53
CF42118#1A3#14 | Link | CABLE LINK | #N/A
CF42117#1A1#14 | Link | CABLE LINK | #N/A
CF42116#MID | Link | NEUTRAL LINK | #N/A
CF42118#1A4#14 | Link | CABLE LINK | #N/A
SH77968#600 | MS | ADD ON BASE PLATE SIZE 600 (TQ3 -F) | 11
CQ72829 | MS | DOOR-700 | 11
CQ73530 | MS | DOOR-400(DM16+2:CP) | 11
XT00108 | PR | ALU. STUD - 155.2 mm | 61
SA74805#14# | MS | END PLATE - TOP | 11
TQ66558###A | Link | EB IN CBC FOR 4TH CORE TERMINATION | #N/A
SL90567OOOO | ACB | SR release CT 3200 D Fix & Draw-out | 51
CQ71488 | MS | BASE PLATE DN3-400 | 11
CQ73198 | MS | DOOR-800 TQ3 | 11
TQ46405 | MS | BASE PLATE (SIZE-400MM) | 11
CQ41679 | LINK | ADAPTOR FOR 4:35SQ.MM IN FN200 | #N/A
CF42122#1AOC14LLIN | Link | CABLE LINK-N | #N/A
CF75990 | MS | ACB DOOR-750H 800W | 11
CQ72376 | MS | DOOR-600 | 11
CQ73226 | MS | DOOR-500 | 11
CF44493 | Link | DIRECT LINK-N | #N/A
TQ30012 | MS | CONTROL PLATE | 11
CQ41413##14 | Link | O/G LINK-B | #N/A
CQ70700#200 | MS | BASE PLATE 200 | 11
SZS4526##AL | Link | I/C LINK R B FOR DN3 400H B/C | #N/A
CF75991 | MS | RELAY DOOR-450H 800W | 11
SZU4250##14AL | Link | O/G LINK B2 | #N/A
SZU4226##14AL | LINK | O/G LINK-Y | #N/A
CF72425 | LINK | O/G LINK SUPPORT - TF900 3200H1 | #N/A
TQ41371##07 | MS | ANGLE FOR B.P. FIXING-700 | 11
CQ41420##14 | LINK | O/G LINK-Y | #N/A
CQ74018 | MS | CONTROL PLATE | 11
SZR4591B25A | LINK | I/C LINK B-PHASE | #N/A
SZR4591R25A | LINK | I/C LINK R | #N/A
SZR4591Y25A | LINK | I/C LINK Y | #N/A
CQ41405##AL | LINK | CONNECTING LINK-R | #N/A
CF73876 | MS | BASEPLATE 450MM -A COMPT DIR TAP TF9 | 11
CQ74013 | MS | CONTROL PLATE | 11
CQ41417##14 | LINK | O/G LINK-R | #N/A
SZS4941##02 | LINK | SHORTING LINK | #N/A
SA42059 | Link | EARTHLINK ACB TF3 | #N/A
SZS4527##AL | LINK | I/C LINK Y FOR DN3 400H B/C | #N/A
SZU4431##14AL | LINK | O/G LINK-R | #N/A
SA74803 | MS | CHANNEL BASE PLATE FN+ML STAR DELTA | 11
CQ41419 | LINK | CONNECTING LINK-Y | #N/A
CQ41418 | LINK | CONNECTING LINK-R | #N/A
CQ71781 | MS | BASE PLATE-200 MOGH1 | 11
CQ41425##AL | LINK | CONNECTING LINK-B | #N/A
CQ41406##AL | LINK | CONNECTING LINK-Y | #N/A
CQ41410 | LINK | ADAPTOR-R B | #N/A
CQ74017 | MS | CONTROL PLATE | 11
CQ41408 | LINK | RISER LINK-B | #N/A
CQ41422 | LINK | CONNECTING LINK-R | #N/A
SZU4234 | LINK | CONNECTING LINK R &amp; B | #N/A
SZU4233###R | LINK | CONNECTING LINK R &amp; Y | #N/A
CF72468 | LINK | O/G LINK SUPPORT - 3200H1- TF900 | #N/A
CQ41407 | LINK | RISER LINK-Y | #N/A
SA73981F | MS | ADD ON PLATE 200MM-UNF | 11
CQ41412 | LINK | RISER LINK-B | #N/A
CQ41423 | LINK | CONNECTING LINK-Y | #N/A
CF72423CTYP | LINK | N LINK SUPPORT | #N/A
CQ41409 | LINK | RISER LINK-R | #N/A
SH03985 | LED | ESBEE,GEN NEXT LED,WHITE,EILW110A | 61
SZU4233###Y | LINK | CONNECTING LINK R &amp; B | #N/A
SH77542 | MS | BRACKET MN12 | 11
CQ41411 | LINK | ADAPTOR-R | #N/A
CQ74019 | MS | CONTROL PLATE | 11
CQ41421 | LINK | CONNECTING LINK-B | #N/A
CQ41416 | LINK | RISER LINK-R | #N/A
CQ41415 | LINK | RISER LINK-Y | #N/A
CQ41414 | LINK | RISER LINK-B | #N/A
CQ41424 | LINK | CONNECTING LINK-B | #N/A
TQ65262###2 | Link | VERTCAL EARTHBAR BKT | #N/A
CQ41344AL02 | LINK | CONTACTOR - SHORTING LINK | #N/A
SA45151 | LINK | LINK RISER FN-ML10 STAR-DELTA | #N/A
CF72494 | LINK | N LINK SUPPORT | #N/A
CF72468###N | LINK | O/G LINK CLAMP-NE | #N/A
ZX80033 | Relay | MCOMP MAIN UNIT PROFIBUS FLAT LID | 67
ZX80042 | Relay | MCOMP USB DISPLAY - 1.0 M RJ11 CABLE | 67
SPE0145500105 | CBCT | CBCT FOR MCOMP,MOP:100MA | 60
SPE0143500067 | ELR | PROKDV ELR,230V AC,40MM | 60
ZX80022 | Relay | MCOMP SMALL CURRENT MODULE 2 - 1.0M CABL | 67
CM92172OOMOOG | DN | MCCB dsine DN2-250M 160A 3P 10In | 52
ZX80023 | Relay | MCOMP SMALL CURRENT MODULE 3 - 1.0M CABL | 67
SZS4765BTOP#GP | LINK | TOP &amp; BOTTOM LINK | #N/A
SZS4765RTOP#GP | LINK | TOP &amp; BOTTOM LINK | #N/A
SZS4765YTOP#GP | LINK | TOP &amp; BOTTOM LINK | #N/A
SZS4765BBOT#GP | LINK | BOTTOM LINK - Y PHASE | #N/A
SZS4765RBOT#GP | LINK | BOTTOM LINK - R PHASE | #N/A
SZS4765YBOT#GP | LINK | BOTTOM LINL - Y PHASE | #N/A
SH97608OOHO | OLR | MN12 RELAY 42-69A | 53
ST41944OOOO | MOG | Aux.Cont.Left side mtg.2NO(MOG-AXL2NO) | 65
SZS4766#BOT#GP | Link | BOTTOM NEUTRAL LINK | #N/A
TQ57146##Y3#GP | Link | B/C LINK-Y (FN1000H) | #N/A
SZS4766#TOP#GP | Link | TOP &amp; BOTTOM NEUTRAL LINK | #N/A
TQ57146##B3#GP | Link | B/C LINK-B3 (FN1000H) | #N/A
TQ57146##R3#GP | Link | B/C LINK-R3 (FN1000H) | #N/A
TQ57146##N3#GP | Link | B/C LINK N3 (FN1000H) | #N/A
ST41948OOOO | Link | Trip Alarm Cont.Front mtg.1NC(MOG-TAF1NC | #N/A
SZS4764DR10A## | Link | DROPPER-TOP NE TQ3 SUP FN1000H | #N/A
TQ57146##N2 | Link | B/C LINK N2 FN1000H | #N/A
TQ57146##N1 | Link | B/C LINK-N1 FN1000H | #N/A
SZS4766#BOT#GPF | Link | BOTTOM NEUTRAL LINK-UNF | #N/A
SZS4767DR12A## | Link | DROPPER BOTTOM 12 X 50 | #N/A
TQ57147##N1#GPF | Link | I/C LINK N1 (FN1000H)-UNF | #N/A
SZS4766#TOP#GPF | Link | TOP &amp; BOTTOM NEUTRAL LINK-UNF | #N/A
SZS4764DR12A## | Link | DROPPER TOP -12 X 50 | #N/A
SZS4767DR10A## | Link | DROPPER BTM(PH&amp;N) FN1000H TQ3 SUP | #N/A
TQ57146##Y3#GPF | Link | B/C LINK-Y (FN1000H)-UNF | #N/A
TQ57147##B1#GPF | Link | I/C LINK B1 (FN1000H)-UNF | #N/A
TQ57147##R1#GPF | Link | I/C LINK R1 (FN1000H)-UNF | #N/A
TQ57147##Y1#GPF | Link | I/C LINK Y1 (FN1000H)-UNF | #N/A
SZS4765BTOP#GPF | Link | TOP &amp; BOTTOM LINK-UNF | #N/A
SZS4765RTOP#GPF | Link | TOP &amp; BOTTOM LINK-UNF | #N/A
SZS4765YTOP#GPF | Link | TOP &amp; BOTTOM LINK-UNF | #N/A
SZS4765YBOT#GPF | Link | BOTTOM LINL - Y PHASE-UNF | #N/A
SZS4765BBOT#GPF | Link | BOTTOM LINK - Y PHASE-UNF | #N/A
SZS4765RBOT#GPF | Link | BOTTOM LINK - R PHASE-UNF | #N/A
TQ57146##N3#GPF | Link | B/C LINK N3 (FN1000H)-UNF | #N/A
ST41931OOOO | MOG | MPCB Rotary 6.3,100kA(MOG-H1M-0630) | 65
SPE0243300012 | Relay | SM500,3PH 4W,240V AC,BASE / DIN RAIL | 60
ST41928OOOO | MOG | MPCB Rotary 1.6,100kA(MOG-H1M-0160) | 65
SL93144OOOO | Extra | Test or isolated position M/S -Right | 51
ACBSYRD051-121 | ACB | ACB 2000 A , ELECTRICAL-(Motor oprtd-S. | 51
ACBSYRD051-122 | ACB | ACB 0800 A , ELECTRICAL-(Motor oprtd-S. | 51
ACBSYRD051-123 | ACB | ACB 0800 A , ELECTRICAL-(Motor oprtd-S. | 51
BB30060C | MCB | MCB 10kA TP C-curve 6A | 53
BG406303 | MCB | RCCB 63A,4P,0.03A - Finished | 53
CF41354B1## | link | DIRECT LINK-B1 CENTRAL BUSBAR SYSTEM | #N/A
CF41354B2## | link | DIRECT LINK-B2 CENTRAL BUSBAR SYSTEM | #N/A
CF41354B3## | link | DIRECT LINK-B3 CENTRAL BUSBAR SYSTEM | #N/A
CF41354B4## | link | DIRECT LINK-B4 CENTRAL BUSBAR SYSTEM | #N/A
CF41354N1## | link | DIRECT LINK-N1 CENTRAL BUSBAR SYSTEM | #N/A
CF41354R1## | link | DIRECT LINK-R1 CENTRAL BUSBAR SYSTEM | #N/A
CF41354R2## | link | DIRECT LINK-R2 CENTRAL BUSBAR SYSTEM | #N/A
CF41354R3## | link | DIRECT LINK-R3 CENTRAL BUSBAR SYSTEM | #N/A
CF41354R4## | link | DIRECT LINK-R4 CENTRAL BUSBAR SYSTEM | #N/A
CF41354Y3## | link | DIRECT LINK-Y3 CENTRAL BUSBAR SYSTEM | #N/A
CF41354Y4## | link | DIRECT LINK-Y4 CENTRAL BUSBAR SYSTEM | #N/A
CF41956N241 | Link | O/G UPTO 1250C 4P-N2 1:AOC | #N/A
CF42789B1## | link | DIRECT LINK RYB | #N/A
CF42789B2## | link | DIRECT LINK RYB | #N/A
CF42789B3## | link | DIRECT LINK RYB | #N/A
CF42789R1## | link | DIRECT LINK RYB | #N/A
CF42789R2## | link | DIRECT LINK RYB | #N/A
CF42789R3## | link | DIRECT LINK RYB | #N/A
CF42789Y1## | link | DIRECT LINK RYB | #N/A
CF42789Y2## | link | DIRECT LINK RYB | #N/A
CF42789Y3## | link | DIRECT LINK RYB | #N/A
CF42895B1T# | link | DIR LINK-B1 2000C-4P TOP 750 TF9 | #N/A
CF42895B2T# | link | DIR LINK-B2 2000C-4P TOP 750 TF9 | #N/A
CF42895B3T# | link | DIR LINK-B3 2000C-4P TOP 750 TF9 | #N/A
CF42895N1T# | link | DIR LINK-N1 2000C-4P TOP 750 TF9 | #N/A
CF42895N2T# | link | DIR LINK-N2 2000C-4P TOP 750 TF9 | #N/A
CF42895R1T# | link | DIR LINK-R1 TOP 750 2000C-4P TF9 | #N/A
CF42895R2T# | link | DIR LINK-R2 2000C-4P TOP 750 TF9 | #N/A
CF42895R3T# | link | DIR LINK-R3 2000C-4P TOP 750 TF9 | #N/A
CF42895Y1T# | link | DIR LINK-Y1 2000C-4P TOP 750 TF9 | #N/A
CF42895Y2T# | link | DIR LINK-Y2 2000C-4P TOP 750 TF9 | #N/A
CF42895Y3T# | link | DIR LINK-Y3 2000C-4P TOP 750 TF9 | #N/A
CF44310N1## | link | DIRECT LINK Y&amp;N - SPLIT 5P10 CT | #N/A
CF44310Y1## | Link | DL Y SPLIT (TF900 800-1600C 3P)-CENTRAL | #N/A
CF44310Y2## | link | DL Y SPLIT (TF900 800-1600C 3P)-CENTRAL | #N/A
CF44462###1 | link | BUSBAR | #N/A
CF44462###2 | link | BUSBAR | #N/A
CF44508N1## | link | DIRECT LINK CBB N1 4P | #N/A
CF44508N2## | link | DIRECT LINK CBB N2 4P | #N/A
CF60184 | PR | PULLTRUDED SUPPORT-TF9 CENTER BB | 40
CF72286#NEWF | MS | PARTITION AUX BUS SHIELD-UNF | 11
CF72626F | MS | IP BARRIER B/C PNL -NTPC-UNF | 11
CF73378###2F | MS | BUSBAR SHIELD-TF900-UNF | 11
CF73462##FR | MS | SIDE BARRIER AT HBB | 11
CF73462##FRF | MS | SIDE BARRIER AT HBB-UNF | 11
CF73462##RR | MS | SIDE BARRIER AT HBB-REAR | 11
CF73462##RRF | MS | SIDE BARRIER AT HBB-REAR-UNF | 11
CF74453F | MS | BASE PLATE-TF900 NON STD-UNF | 11
CF74600###1F | MS | KAYCEE LIMIT SWITCH BKT WITH LAMP-UNF | 11
CF75995 | MS | DOOR | 11
CF75995F | MS | DOOR-UNF | 11
CF75997 | MS | DOOR | 11
CF75998 | MS | DOOR | 11
CF75998F | MS | DOOR-UNF | 11
CF75999 | MS | DOOR | 11
CF75999F | MS | DOOR-UNF | 11
CF76000 | MS | DOOR | 11
CF76001 | MS | DOOR | 11
CF76001F | MS | DOOR-UNF | 11
CF76022###1 | link | CABLE LINK SUPPORT | #N/A
CF76022###2 | link | CABLE LINK CLAMP | #N/A
CQ40647BB42CGP | link | ADAPTOR LINK-B | #N/A
CQ40647BB42CGPF | link | ADAPTOR LINK-B-UNF | #N/A
CQ40647NB4#CGP | link | ADAPTOR LINK-N | #N/A
CQ40647NB4#CGPF | link | ADAPTOR LINK-N-UNF | #N/A
CQ40647RB4#CGP | link | ADAPTOR-R | #N/A
CQ40647RB4#CGPF | link | ADAPTOR-R-UNF | #N/A
CQ40647YB42CGP | link | ADAPTOR LINK-Y | #N/A
CQ40647YB42CGPF | link | ADAPTOR LINK-Y-UNF | #N/A
CQ41225####CGPF | link | RISER LINK - B DN3-400-UNF | #N/A
CQ41981 | link | CONNECTING LINK R | #N/A
CQ41982 | link | CONNECTING LINK Y | #N/A
CQ41983 | link | CONNECTING LINK Y | #N/A
CQ71378F | MS | SUPPORTS FOR ADAPTOR-UNF | 11
CQ71719 | MS | DOOR-600 FN63 WITH BTM C.P | 11
CQ71907 | MS | CONTROL PALTE TQ3 | 11
CQ71993 | MS | BRACKET FOR COMM.CABLE | 11
CQ74007 | MS | CONTROL PLATE | 11
CQ74008 | MS | CONTROL PLATE | 11
CQ74014 | MS | DOOR | 11
CQ74014F | MS | DOOR-UNF | 11
CQ74032 | MS | DOOR | 11
CQ74062 | MS | DOOR | 11
CQ74063 | MS | DOOR | 11
CS90280AOOO | MNX | MNX 300 contactor 110V 50Hz | 53
CS94101GOOO | MNX | MNX18 CONTACTOR (3MAIN+1NC) - 24 V,50Hz | 53
CS94110GOOO | MNX | MNX 25 CONTACTOR - 24 V , 50 Hz COIL | 53
CS94205OOOO | MNX | AUXILIARY CONTACT BLOCK - MNXA46S-2 | 53
FF18495F | MS | BARRIER | 11
SA42925 | link | 4" BUS BAR 2Panel (JIT) | #N/A
SA44901####CGP | link | I/C LINK R FN400 | #N/A
SA44902####CGP | link | I/C LINK Y FN400 | #N/A
SA44903####CGP | link | I/C LINK B FN400 | #N/A
SA45150 | link | LINK RISER FN-ML STAR DELTA TQ3 | #N/A
SA45152 | link | LINK RISER FN-ML STAR DELTA TQ3 | #N/A
SA45160 | link | O/G LINK r2 | #N/A
SA45162 | link | O/G LINK B2 FN-ML STAR DELTA TQ3 | #N/A
SA45164 | link | O/G LINK b2 | #N/A
SA45168 | link | LINK BETWEEN MNX-MNX | #N/A
SA45169 | link | LINK Y BETWEEN CONTACTORS | #N/A
SA45170 | link | LINK R BETWEEN CONTACTORS | #N/A
SA45171 | link | link | #N/A
SA45175 | link | LINK RISER B2 STAR DELTA TQ3 | #N/A
SA45176 | link | LINK RISER Y2 STAR DELTA TQ3 | #N/A
SA45177 | link | LINK A2 FN-MN400 STAR DELTA TQ3 | #N/A
SA45178 | link | link | #N/A
SA45179 | link | LINK RISER Y1 STAR DELTA TQ3 | #N/A
SA45180 | link | LINK RISER R1 STAR DELTA TQ3 | #N/A
SA72445AF | MS | AOC SIDE PARTITION-UNF | 11
SA72445BF | MS | AOC SIDE PARTITION (B)-UNF | 11
SA73037CHBB | MS | BB SUPP. CHANNEL MID.DF TQ3 CENTER HBB | 11
SA73037CHBBF | MS | BB SUPP. CHANNEL MID.DF TQ3 CENTER HBB-U | 11
SA73085RIL | MS | HBB SUPPORT | 11
SA73085RILF | MS | HBB SUPPORT-UNF | 11
SA73105#NEWF | MS | BRACKET CABLE CLAMP DF TQ3-UNF | 11
SA73156#NEWF | MS | BOTTOM COVER -100MM TQ3-UNF | 11
SA73159F | MS | REAR DOOR - 800 WIDE PANEL-UNF | 11
SA73250SL | MS | DOOR TOP COVER-REAR | 11
SA73399F | MS | BRKT CABLE CLAMP A.O.C TF3-FR(JIT)-UNF | 11
SA73401F | MS | BOTTOM PLATE A.O.C TF3-FR-UNF | 11
SA73420F | MS | BRACKET - SIDE PLATE AOC-TF3-FR-UNF | 11
SA73448F | MS | BRACKET FOR MARSHALLING TERMINAL-UNF | 11
SA73449F | MS | BRACKET TF3-FR-UNF | 11
SA73494F | MS | 600H COMPT BASEPLATE 800W TF C PWR-UNF | 11
SA73503F | MS | BARRIER-UNIT COMPARTMENT TF3(JIT)-UNF | 11
SA73506F | MS | BASE PLATE AUX EQUIPMENT TF3 ACB-UNF | 11
SA73507F | MS | BRACKET BASEPLATE TF3 (JIT)-UNF | 11
SA73520 | MS | DROPPER SHIELD BOTTOM DF TQ3 | 11
SA73520F | MS | DROPPER SHIELD BOTTOM DF TQ3 -UNFINISHED | 11
SA73553F | MS | END COVER DF TQ3-UNF | 11
SA73595 | MS | CHANNEL FOR DOOR-TD3 | 11
SA73610SL | MS | CBC DOOR SIEMEMS LOCK (F) - TQ3 | 11
SA73610SLF | MS | CBC DOOR SIEMEMS LOCK (F) - TQ3-UNF | 11
SA73781IP2X | MS | END PLATE RHS SIZE 200-IP2X | 11
SA73781IP2XF | MS | END PLATE RHS SIZE 200-IP2X-UNF | 11
SA73784IP2XF | MS | END PLATE RHS 500MM TQ3(For GR)-UNF | 11
SA73800IP2X | MS | END PLATE LHS SIZE200(135A I/C) | 11
SA73800IP2XF | MS | END PLATE LHS SIZE200(135A I/C)-UNF | 11
SA73801IP2XF | MS | lhs end plate 300mm-UNF | 11
SA73805IP2XF | MS | END PLATE LHS 500MM TQ3(For GR)-UNF | 11
SA73806IP2XF | MS | ENDPLATE LHS IP2X -600-UNF | 11
SA73817IP2XF | MS | RHS SIC MEMBER - 300mm-UNF | 11
SA73818IP2XF | MS | SIC MEMBER RHS (SIZE 400MM) | 11
SA73819IP2XF | MS | BASEPLATE | 11
SA73820IP2XF | MS | SIC MEMBER RHS 600MM TQ3 | 11
SA73821IP2XF | MS | SIC MEMBER RHS 700MM TQ3-UNF | 11
SA73824IP2XF | MS | SIC MEMBER RHS (SIZE 600-1100) TQ3-UNF | 11
SA73859#RJ3F | MS | TRAY ABOVE 200MM TQ3 - RIL J3 | 11
SA73893F | MS | CONNECTOR AOC+SW.BRD. TF3/TD3-UNF | 11
SA73972A | MS | DROPPER SHIELD TQ3 (RHS TOP) DF TQ3 | 11
SA73972AF | MS | DROPPER SHIELD TQ3 (RHS TOP) DF TQ3-UNF | 11
SA73973F | MS | DROPPER SHIELD (LHS BOT) DF TQ3-UNF | 11
SA73975F | MS | SUPPORT (DROPPER-UNF | 11
SA74318F | MS | BOTTOM PLATE (REAR LHS) ACB IN TQ3-UNF | 11
SA74321F | MS | BOTTOM PLATE (REAR RHS) ACB IN TQ3-UNF | 11
SA74437F | MS | BRACKET BUS BAR SUPPORT TQ3FR-UNF | 11
SA74490F | MS | LINK CLAMP ACB IN TQ3 -UNFINISHED | 11
SA74503F | MS | BRACKET ACB MTG. REAR ACB TQ3FR -UNFINIS | 11
SA74509F | MS | BRACKET CABLE CLAMP,ACB, TQ3FR-UNF | 11
SA74514XF | MS | BARRIER-UNF | 11
SA74600#RJ3F | MS | TRAY (VACANT COMPT) TQ3 (JIT) | 11
SA74637 | MS | SIDE PLATE RHS FXD PT FDR SIZE 800 | 11
SA74637F | MS | SIDE PLATE RHS FXD PT FDR SIZE 800-UNFIN | 11
SA74638MSRP | MS | SHROUD I/C CONTACT | 11
SA74673F | MS | BASE PLATE AUX 400MM-UNF | 11
SA74694IP2X | MS | DRILLING DETAILS FOR END PLATE - LHS | 11
SA74699IP2X | MS | DRILLING DETAILS FOR ENDPLATE -RHS | 11
SA74705 | MS | BRACKET BASE PLATE TQ3 | 11
SA74731IP2X | MS | DRILLING DETAILS FOR END PLATE - RHS | 11
SA74734IP2X | MS | DRILLING DETAILS FOR ENDPLATE - RHS | 11
SA74802 | MS | BASEPLATE FN-MN400 TQ3 | 11
SA74805 | MS | SUPPORT O/G LINK FN-FN+ML STAR DELT | 11
SA75601D4A8F | MS | DIRECT LINK SUPPORT TF - 900 | 11
SA75601R3A8F | MS | DIRECT LINK SUPPORT FOR FRAME W/O DRPPER | 11
SA75601R4A8F | MS | DIRECT LINK SUPPORT - TF 900 | 11
SA75601R4D8 | MS | DIRECT LINK SUPPORT TF900 | 11
SA75601R4D8F | MS | DIRECT LINK SUPPORT TF900 | 11
SA75632F | MS | BARRIER (BELOW DROPPERS)-TF900-UNF | 11
SA75648F | MS | Top Plate TQ3DF/TF900 800W-UNF | 11
SA75773F | MS | BRACKET BOTTOM | 11
SA75792F | MS | INT PNL BARRIER REAR TF900 DIR LINK-UN | 11
SA75793AF | MS | INTER PANEL BARRIER-BOTTOM-TOP HBB TF900 | 11
SA75969F | MS | INT PNL BARRIER RHS FRONT TF900 DIR LINK | 11
SA75970F | MS | L ANGLE FOR TF900-UNF | 11
SA75971F | MS | INTERPANEL BARRIER REAR LHS TF900 WELDED | 11
SA75974F | MS | EARTH-BAR SUPPORT TOP BB TF900-UNF | 11
SA92484SL | MS | COVER ASSY FRONT 800W PNL | 11
SA92484SLF | MS | COVER ASSY FRONT 800W PNL-UNF | 11
SA92485SL | MS | COVER ASSY .FRONT 800W PNL | 11
SA92485SLF | MS | COVER ASSY .FRONT 800W PNL-UNF | 11
SA93223F | MS | VACANT DOOR ASSY 500MM TQ3-UNF | 11
SA93229F | MS | DOOR 400MM FN63 TQ3 (JIT)-UNF | 11
SA93232 | MS | DOOR 500MM | 11
SA93232F | MS | DOOR 500MM-UNF | 11
SA93233F | MS | TQ3 600H DOOR - FN125-UNF | 11
SA93234 | MS | FN125 DOOR 700MM | 11
SB70685IP2XF | MS | END PLATE RHS 600MM TQ3-UNF | 11
SB90666OOOO | FN | FN200 | 53
SF94132OOOO | FUSE | Fuselink HN size 0 200A DIN | 53
SH00022E05R | CT VT | 75/1A 15VA CL1 WPL RC CT | 60
SH00022E10R | CT VT | 150-200/1A 15VA CL1 BPL RC CT | 60
SH00024E09R | CT VT | 1600-2000/1A 15VA CL1 BPL RC CT | 60
SH00026E11R | CT VT | 1600-2000/1A 15VA CL5P10 BPL RC CT | 60
SH00027E02R | CT VT | 400-600-800/1A 15VA CL5P10 BPL RC CT | 60
SH00027E15R | CT VT | 400-600-800/1A 15VA CL5P10 BPL RC CT | 60
SH21093F | MS | TOP PLATE-UNF | 11
SH21298 | MS | COVER PLATE- ACB PAD LOCKING | 11
SH21362##CB | MS | HBB SUPPORT TQ3+TF | 11
SH21362##CBF | MS | HBB SUPPORT TQ3+TF-UNF | 11
SH21382F | MS | BARRIER-100 MM COLLAR-UNF | 11
SH67258 | PR | STOPPER FOR SLIDING PLATE | #N/A
SH67259 | PR | SPECIAL SCREW FOR SLIDING PLATE | #N/A
SH77620F | MS | SUPPORT RELAY DOOR TQ3-UNF | 11
SH77627F | MS | BRACKET -RH-UNF | 11
SH77678F | MS | BKT FOR SAL AND KC SW-UNF | 11
SH77754F | MS | CHANNEL-UNF | 11
SH77930FN20 | MS | BRACKET (FN250) | 11
SH77930FN20F | MS | BRACKET (FN250)-UNF | 11
SH79563#RJ3F | MS | TRAY TQ3 D/O 500 & ABOVE - RIL J3 | 11
SH79638 | MS | BRACKET-FOR DOOR/ACB PADLOCKING (TF) | 11
SH79638F | MS | BRACKET-FOR DOOR/ACB PADLOCKING (TF)-UNF | 11
SH97752RPAD | ACB | C 1000A C 4P ECR WITH PADLOCKING-RI | 51
SH97755 | ACB | STD CRADLE 2000..C (E) 4 POLE | 51
SH99267F | MS | TOP CHN ASSY-UNF | 11
SH99278F | MS | VERTICAL CHENNAL ASSY 100MM SPACER PNL-U | 11
SPE0005800471 | METER | AMMETER RISHAB,0-1600A,CLASS 1 | 60
SPE0023400096 | METER | VOLTMETER MOVING COIL (AC),0-500V,RISHAB | 60
SPE0043321825 | CT VT | CONTROL TRAFO 415/24V, 3000VA | 60
SPE0045700202 | CT VT | MODULE TRAFO 415/110V,75VA | 60
SPE0045700203 | CT VT | MODULE TRAFO 415/110V,100VA | 60
SPE0045700204 | CT VT | MODULE TRAFO 415/110V,500VA | 60
SPE0117802709 | CT VT | 400A/1A,15VA,CL1,RESIN CAST (CLASS-E) | 60
SPE0123800261 | CT VT | 800A/1A,15VA,5P10 CT | 60
SPE0149200119 | Meter | EM6400NG METER,44-277V AC/DC,1.0 | 60
SPE0167800015 | TERMINAL | PHOENIX MARKER ZB 15 CUS(0824945) 1-10 | 61
SPE0171700018 | RELAY | REU615,HBUAEAADNDA1BNN11E | 60
SPE0243500001 | TERMINAL | ZB 5 LGS (1050017),51-60 | 61
SPE0243600002 | TERMINAL | ZB 5 LGS (1050017),91-100 | 61
SPE0244000001 | TERMINAL | ZB 5 LGS (1050017),61-70 | 61
SPE0244100004 | TERMINAL | ZB 5 LGS (1050017),71-80 | 61
SPE0244300002 | TERMINAL | ZB 5 LGS (1050017),81-90 | 61
SPE0249000001 | RELAY | 400mm (3RU19 00-1B) | 60
SPE0249000002 | RELAY | 600mm (3RU19 00-1C) | 60
SPE0249700002 | ABB CONTACTOR | 3RB21,3RB21 53-4FC2 | 60
SPE0249700003 | ABB CONTACTOR | 3RB20 16-1RB0,3RB21 43-4EW1 | 60
SPE0259100007 | 3TH | 3TH30 AC,2 NO + 2 NC,110V AC,50 HZ,3TH30 | 60
SPE0293500150 | SEL SW | SALZER S-AC STD,16A,4P,4POS SWITCH | 60
SPE0293500583 | SEL SW | SALZER S-AC STD,16A,2P,4POS SWITCH | 60
SPE0293501294 | SEL SW | SALZER D-DC STD,16A,4P,4POS SWITCH | 60
ST23386##MSF | MS | STRIP ACB SIDE | 11
ST23390##MSF | MS | STRIP AUX BUS-UNF | 11
ST33455R | MS | BRACKET MARSHALLING TERM.-RHS-TF3 | 11
ST33464R | MS | BRACKET MARSHALLING TER.-LHS-TF3 | 11
ST33465F80W | MS | 3 ROW TERM MOUNTING CHANNEL | 11
SZP5029 | PR | SHROUD I/C CONTACT TQ3 | 40
SZP7189 | MS | BASE PLATE FXD 700-TQ3 | 11
SZP7439F | MS | TOP PLATE:AOC 3MM TH MS-UNF | 11
SZP7449F | MS | BOTTOM PLATE REAR LHS ACB IN TQ3-UNF | 11
SZP7452F | MS | OTTOM PLATE REAR LHS ACB IN TQ3-UNF | 11
SZP7571 | MS | CABLE LINK SUPPORT-2000A-4P | 11
SZP7572 | MS | CABLE LINK CLAMP 2000A 4P TF900 | 11
SZP7624 | MS | TOP PLATE- TQ3 DF TOP BB TOP ENTRY | 11
SZP7624F | MS | TOP PLATE- TQ3 DF TOP BB TOP ENTRY | 11
SZP7625MS3# | MS | TOP PLATE | 11
SZP7625MS3#F | MS | TOP PLATE-UNF | 11
SZP7634 | MS | HBB BARRIER FOR TQ3 FXD -RELIANCE | 11
SZP7634F | MS | HBB BARRIER FOR TQ3 FXD -RELIANCE-UNF | 11
SZP7635 | MS | HBB BARRIER FOR TQ3 FXD FOR RELIANCE PN | 11
SZP7635F | MS | HBB BARRIER FOR TQ3 FXD FOR RELIANCE PN | 11
SZQ4408 | LINK | I/C LINK N2 PH FOR 3KA10 D/O TQ3 | #N/A
SZQ4410 | LINK | O/G LINKS - N | #N/A
SZQ4411 | LINK | O/G LINKS - N | #N/A
SZQ7790F | MS | Busbsr Support - TF900-UNF | 11
SZR7012F | MS | Busbar shield TF900-below aux bus-UNF | 11
SZR7020 | MS | TOP TRAY HBB MIDDLE | 11
SZR7020F | MS | TOP TRAY HBB MIDDLE | 11
SZR7142F | MS | BRACKET REAR SHROUD-TF3-UNF | 11
SZR7143#800F | MS | SUPPORT FOR SHROUD | 11
SZS4337B1FA | LINK | Z LINK | #N/A
SZS4337B1RA | LINK | Z LINK | #N/A
SZS4337B2FA | LINK | Z LINK | #N/A
SZS4337B2RA | LINK | Z LINK | #N/A
SZS4337N1RA | LINK | Z LINK | #N/A
SZS4337N1XA | LINK | Z LINK | #N/A
SZS4337R1FA | LINK | Z LINK | #N/A
SZS4337R1RA | LINK | Z LINK | #N/A
SZS4337R2FA | LINK | Z LINK | #N/A
SZS4337R2RA | LINK | Z LINK | #N/A
SZS4337Y1FA | LINK | Z LINK | #N/A
SZS4337Y1RA | LINK | Z LINK | #N/A
SZS4337Y2RA | LINK | Z LINK | #N/A
SZS4875 | LINK | SHORTING LINK | #N/A
SZS4876 | LINK | CONN. LINK BETWEEN MNX325 TO RISER-R | #N/A
SZS4877 | LINK | CONN. LINK BETWEEN MNX325 TO RISER-Y | #N/A
SZS4878 | LINK | CONN. LINK BETWEEN MNX325 TO RISER-B | #N/A
SZS4879 | LINK | O/G LINK-R | #N/A
SZS4880 | LINK | O/G LINK-Y | #N/A
SZS4881 | LINK | O/G LINK-B | #N/A
SZS4895 | LINK | LINK R FN/MN400 | #N/A
SZS4896##CT | LINK | LINK Y FN-MN400 | #N/A
SZS4897 | LINK | LINK-B FN-MN400 | #N/A
SZS7529F | MS | BUSBAR SHIELD - TF900 WITH DRPR-UNF | 11
SZS7828F80W | MS | BRACKET FOR PLATE TF3 800W - REAR | 11
SZS7829F80W | MS | BRACKET FOR PLATE TF3 800W - FRONT | 11
SZS7830F80W | MS | PLATE FOR MTB-TF3 800W LHS | 11
SZS7831F80W | MS | PLATE FOR MTB-TF3 800W RHS | 11
TF51778###1 | LINK | OG CABL LINKS-2000C-4P RYBN-1 1:AOC | #N/A
TF51778###2 | LINK | OG CABL LINKS-2000C-4P RYBN-2 1:AOC | #N/A
TF51900 | MS | BUSBAR SUPPORT | 11
TF51900F | MS | BUSBAR SUPPORT | 11
TF51903##M2 | MS | DROPPER MID CENTRAL HBB | 11
TF74449###6 | LINK | 4" BUSBAR | #N/A
TF74449##22 | LINK | BUSBAR | #N/A
TQ31105F | MS | DOOR 200-FN63 FIX-UNF | 11
TQ41023#RJ3F | LINK | FIXED TRAY PT FDR TQ3 FIXED-UNF | #N/A
TQ44701#1P4 | LINK | TEMPLATE FOR LINKS/BUSBARS | #N/A
TQ51585#####GPF | LINK | O/G. RISER-R-UNF | #N/A
TQ51586#####GPF | LINK | O/G. RISER-Y-UNF | #N/A
TQ51588#####GPF | LINK | I/C LINK R | #N/A
TQ51589#####GPF | LINK | I/C LINK Y | #N/A
TQ51687 | MS | DOOR-300 | 11
TQ55921 | MS | SUPPORT FOR COMM WIRE TOP MOST FDR | 11
TQ55922 | MS | GUIDE WAY FOR COMM WIRE-TOP MOST FDR | 11
TQ55994 | MS | TOP TRAY U/C FRONT TQ3 | 11
TQ63833F | MS | BRACKET FOR CT TERMINAL-UNF | 11
TQ63841RIL | MS | BASE PLATE | 11
TQ63841RILF | MS | BASE PLATE | 11
TQ64151 | MS | BRACKET FOR MCOMP RELAY PROFIBUS | 11
TQ65071#111 | MS | BASE PLATE | 11
TQ65071#111F | MS | BASE PLATE | 11
TQ65071#417F | MS | BASE PLATE | 11
TQ65071#431F | MS | BASE PLATE | 11
TQ65071#481 | MS | BASE PLATE-700MM | 11
XT00105 | PR | ALU. STUD - 95 mm | 61
ZX80016 | RELAY | MCOMP SMALL CURRENT MODULE 1 - 0.5M CABL | 67
ZX80032_B | RELAY | MCOMP MAIN UNIT MODBUS FLAT LID - B | 67
ACBSCN1547-201 | ACB | ACB 0800 A , ELECTRICAL-(Motor oprtd-S. | 51
ACBSCN1547-214 | ACB | ACB 0800 A , ELECTRICAL-(Motor oprtd-S. | 51
ACBSCN1547-261 | ACB | ACB 1250 A , ELECTRICAL-(Motor oprtd-S. | 51
ACBSCN1547-262 | ACB | ACB 1250 A , ELECTRICAL-(Motor oprtd-S. | 51
AD956Y | MCB | 6A 2P 30mA RCBO | 60
CF42405##B1 | LINK | MLL | #N/A
CF42405##R1 | LINK | MLL | #N/A
CF42405##Y1 | LINK | MLL | #N/A
CF42409 | LINK | MLL | #N/A
CF44405##15 | LINK | BUSBAR-N | #N/A
CF44490###1 | LINK | BUSBAR-N | #N/A
CF44490###2 | LINK | BUSBAR-N | #N/A
CF44490###3 | LINK | BUSBAR-N | #N/A
CF44490###4 | LINK | BUSBAR-N | #N/A
CF44490###5 | LINK | BUSBAR-N | #N/A
CF44490##11 | LINK | BUSBAR-N | #N/A
CF44500###Y | LINK | BIG SPACER - CABLE LINK | #N/A
CF44500##RB | LINK | BIG SPACER - CABLE LINK | #N/A
CF44505#### | LINK | CABLE LINK-RB | #N/A
CF44506##B1 | LINK | CABLE LINK-RB | #N/A
CF44506##R1 | LINK | CABLE LINK-RB | #N/A
CF44507#### | LINK | CABLE LINK N 1AOC | #N/A
CF71363 | MS | BRACKET-MOG H1 | 11
CF73931###8F | MS | SHIPPING SECTION TERMINAL BKT-UNF | 11
CF74047F | MS | ETHERNET BRACKET-LT26G-UNF | 11
CF74082F | MS | REAR SUPPORTING BRACKET-UNF | 11
CF74083F | MS | FO CABLE BKT MOUNTING PLATE-UNF | 11
CF74597F | MS | TRAY FILLER PIECE WITHOUT V.E.B-UNF | 11
CF74598F | MS | TRAY FILLER PIECE WITH V.E.B-UNF | 11
CF74944F | MS | ACB CRADLE SIDE BARRIER-UNF | 11
CF75960F | MS | ACB DOOR - 800W 600H -UNF | 11
CF75963F | MS | RELAY DOOR - 320W 600H-UNF | 11
CF75979 | MS | ACB DOOR 750H | 11
CF75979F | MS | ACB DOOR 750H-UNF | 11
CF75981 | MS | ACB DOOR 600H | 11
CF75981F | MS | ACB DOOR 600H-UNF | 11
CF75982 | MS | ACB DOOR 600H | 11
CF75983 | MS | ACB DOOR 600H | 11
CF75984 | MS | ACB DOOR 600H | 11
CF75986 | MS | ACB DOOR 600H | 11
CF75987 | MS | ACB DOOR 600H | 11
CF75988 | MS | ACB DOOR 600H | 11
CF75989 | MS | ACB DOOR 600H | 11
CQ41980##N3 | LINK | DIRECT LINK N2 ACB IN TQ3 | #N/A
CQ41980##N4 | LINK | DIRECT LINK N2 ACB IN TQ3 | #N/A
CQ71790#V02 | MS | SIDE BARRIER-MTB 200MM COMP | 11
CQ71985F | MS | TRAY ABOVE 200MM TQ3 PROFIBUS W/O 100VA- | 11
CQ71986F | MS | TRAY TQ3 D/O WHEN PROFI BUS W/O 100VAC-U | 11
CQ71987F | MS | TRAY VACANTCOMP PROFIBUS W/O 100VACA-UNF | 11
CQ71988#250F | MS | BRACKET - SAL63-UNF | 11
CQ71993F | MS | BRACKET FOR COMM.CABLE-UNF | 11
CQ72118F | MS | FIXED TRAY-UNF | 11
CQ72197F | MS | DOOR TQ3 600H-UNF | 11
CQ72725F | MS | TQ3 - FRONT LHS COUPLING IP BARRIER-UNF | 11
CQ72726F | MS | COUPLING IP BARRIER FIXING BKT-UNF | 11
CQ73305 | MS | BASE PLATE REAR -AUX EQPT | 11
CQ73305F | MS | BASE PLATE REAR -AUX EQPT-UNF | 11
CQ73846F | MS | TTB MOUTING BRACKET - JVS-UNF | 11
CQ73848#100F | MS | INTERPANEL BARRIER-UNF | 11
CQ73988F | MS | CONTROL PLATE-UNF | 11
CQ73989F | MS | CONTROL PLATE-UNF | 11
CQ74004 | MS | CONTROL PLATE | 11
CQ74004F | MS | CONTROL PLATE-UNF | 11
CQ74005 | MS | DOOR 500H | 11
CQ74005F | MS | DOOR 500H-UNF | 11
CQ74010F | MS | DOOR 800H-UNF | 11
CQ74011 | MS | DOOR 900H | 11
CQ74011F | MS | DOOR 900H-UNF | 11
CQ74012 | MS | CONTROL PLATE | 11
CQ74012F | MS | CONTROL PLATE-UNF | 11
CQ74020 | MS | DOOR 900H | 11
CQ74020F | MS | DOOR 900H-UNF | 11
FF18498F | MS | CN SHIELD-BOT 600 TF900 BC | 11
FF18499F | MS | BARRIER-ACB IN TOP 750-UNF | 11
SA42036#####GFF | LINK | EARTHBAR-FISH PLATE-UNF | #N/A
SA42037#####TFF | LINK | FISH PLATE-EB, 6X50 CU TF3/TQ3-UNF | #N/A
SA43680####CGFF | LINK | SPACER :R PH Z LINK TQ3 D/F-UNF | #N/A
SA44446 | LINK | DIRECT LINK N1 ACB IN TQ3 | #N/A
SA44447 | LINK | DIRECT LINK N2 ACB IN TQ3 | #N/A
SA45359 | LINK | N LINK 800-1250A TF900 | #N/A
SA45360 | LINK | NEUTRAL LINK 1600A ACB | #N/A
SA45441 | LINK | NEUTRAL LINK (800A O/G),TF3-900 | #N/A
SA45442 | LINK | NEUTRAL LINK (1600A O/G),TF3-900 | #N/A
SA72440F | MS | BUSBAR SHIELD A.O.C. TF3-FR (JIT)-UNF | 11
SA72450F | MS | NTER PNL BARRIER AOC TF3/TQ3 (JIT)-UNF | 11
SA73125F | MS | INTERCOMPARTMENT BARRIER - TF3 LHS-UNF | 11
SA73142F | MS | AUX BUS SHIELD TF3-FR-UNF | 11
SA73250F | MS | TOP COVER REAR 800W-UNF | 11
SA73282T2F | MS | BOTTOM PLATE (UC LHS)-UNF | 11
SA73283T2F | MS | BOTTOM PLATE (UC-RHS)-UNF | 11
SA73400F | MS | TOP PLATE A.O.C TF3-FR-UNF | 11
SA73405#HANF | MS | REAR DOOR 320W PLAIN DOOR WITH HANDLE-UN | 11
SA73423F | MS | BKT.- DUMMY TRAY - DROPPER TF3-FR -UNFIN | 11
SA73438F | MS | ANGLE TF3-UNF | 11
SA73449#320F | MS | BRACKET-320W-UNF | 11
SA73495F | MS | BARRIER VACANT COMPARTMENT TF3(JIT) -UNF | 11
SA73610F | MS | CBC DOOR TQ3 (JIT)-UNF | 11
SA73781F | MS | END PLATE RHS 200MM-UNF | 11
SA73782F | MS | RHS END PLATE 300 MM-UNF | 11
SA73783F | MS | END PLATE 400 RHS-UNF | 11
SA73801F | MS | END PLATE LHS 300MM-UNF | 11
SA73805F | MS | END PLATE LHS 500MM TQ3-UNF | 11
SA73806F | MS | END PLATE LHS 600MM-UNF | 11
SA73822IP2XF | MS | SIC MEMBER RHS (SIZE 600-1100) TQ3 | 11
SA73823IP2XF | MS | SIC MEMBER RHS (SIZE 900) TQ3-UNF | 11
SA73856F | MS | BRACKET - FN63-UNF | 11
SA73896F | MS | BARRIER IC RHS TF3-FR(JIT)-UNF | 11
SA73980F | MS | ADDON PLATE 100MM-UNF | 11
SA73981#NEWF | MS | ADD ON BASE PLATE-170 MM-UNF | 11
SA74174F | MS | BOT. PLATE 320X900 FF-UNF | 11
SA74317F | MS | BOTTOM PLATE-UNF | 11
SA74320F | MS | BOTTOM PLATE (REAR RHS) ACB IN TQ3-UNF | 11
SA74347F | MS | BARRIER DOPPER PANEL TF3-FR-UNF | 11
SA74492F | MS | BUSBAR SUPPORT ACB, TQ3FR-UNF | 11
SA74494F | MS | BARRIR INTERCOMPARTMT,ACB, TQ3FR-UNF | 11
SA74501 | MS | BARRIER ABOVE BREAKER ACB TQ3FR | 11
SA74501F | MS | BARRIER ABOVE BREAKER ACB TQ3FR-UNF | 11
SA74504F | MS | LINK SUPPORT ACB IN TQ3FR -UNFINISHED | 11
SA74506F | MS | BARRIER UNIT SIZE450,ACB,TQ3FR-UNF | 11
SA74507F | MS | BARRIER UNIT SIZE600,ACB,TQ3FR -UNFINISH | 11
SA74511F | MS | BARRIER(FRONT COMP600)ACB,TQ3FR -UNFINIS | 11
SA74512F | MS | BARRIER(FRONT COMP750)ACB, TQ3FR -UNFINI | 11
SA74514F | MS | BARRIER(VACNT COMP450)ACB,TQ3FR(JIT -UNF | 11
SA74515F | MS | BARR.(VACNT COMP600)ACB,TQ3FR(JIT) -UNFI | 11
SA74516F | MS | BARRIER(LHS REAR) ACB, TQ3FR (JIT)-UNF | 11
SA74568F | MS | BARRIER RHS REAR ACB IN TQ3-UNF | 11
SA74657T16F | MS | ANGLE DROPPER BARRIER TQ3-UNF | 11
SA74733F | MS | END PLATE RHS SIZE -UNFINISHED | 11
SA74966F | MS | DIR LINK SUPP-UNFINISHED | 11
SA74967F | MS | BARRIER TOP 600MM COMP-UNF | 11
SA75059F | MS | BRACKET NO LHS SIC-UNFINISHED | 11
SA75101F | MS | I/P BARRIER (FRONT-RHS)SPACER PNL-TQ3 DF | 11
SA75102F | MS | I/P BARRIER (REAR RHS) SPACER PNL TQ3-DF | 11
SA75791F | MS | INT PNL BARRIER REAR TF9 WITH DROPPER-U | 11
SA75793F | MS | INTER PANEL BARRIER | 11
SA75968F | MS | INT PNL BARRIER RHS FR TF9 WITH DROPPER | 11
SA92484F | MS | TOP COVER FRONT 800W-UNF | 11
SA92485F | MS | BOTTOM COVER FRONT 800W-UNF | 11
SA92490F | MS | BOT COVER 320W PNL TF3-UNF | 11
SA92491F | MS | TOP COVER 320W TF3 PNL-UNF | 11
SA92763F | MS | DOOR TQ3 (JIT)-UNF | 11
SA92838F | MS | VACANT DOOR TF C-POWER 600H 800W-UNF | 11
SA93227F | MS | DOOR 200MM FN63 TQ3 (JIT) -UNFINISHED | 11
SA93228F | MS | DOOR 300MM FN63-UNF | 11
SA93231F | MS | DOOR 400MM FN125 TQ3 (JIT) -UNFINISHED | 11
SA93447F | MS | VACANT DOOR TF C-POWER 600H 320W-UNF | 11
SB70685F | MS | END PLATE RHS(SIZE 600 MM)-UNF | 11
SH00024D01R | CT VT | 100-120/1A 10VA CL1 BPL RC CT | 60
SH00025E05R | CT VT | 1250-1600/1A 15VA CL1 BPL RC CT | 60
SH21126TF93F | MS | BARRIER BETWEEN CABLE LINK ZONE & MTB-UN | 11
SH21132FRNTF | MS | INTER COMPARTMENT BARRIER DROPPER PNL | 11
SH21135LHSFF | MS | I/P BARRIER 320W PNL-UNF | 11
SH21135LHSRF | MS | I/P BARRIER 320W PNL | 11
SH21136MS1#F | MS | BARRIER BELOW HBB 320W PNL-UNF | 11
SH21362F | MS | HBB SUPPORT TQ3+TF-UNF | 11
SH31230CU01#TFF | MS | EARTH LINK-UNF | 11
SH77596F | MS | SIC MEMBER D/O V.T.MODULE (JIT) -UNFINIS | 11
SH77597F | MS | RAIL MTG BRACKET D/O V.T. MODULE-UNF | 11
SH77598F | MS | BASE PLATE(D/O V.T.MODULE) (JIT) -UNFINI | 11
SH77599F | MS | locking bracket-UNF | 11
SH77608F | MS | BRACKET -UNFINISHED | 11
SH77619 | MS | CHANNEL TRAFO | 11
SH77619F | MS | CHANNEL -UNFINISHED | 11
SH77926F | MS | BASE PLATE FN250-UNF | 11
SH78335#A03F | MS | CABLE ALLEY BARRER 300 125A O/G CONT-UNF | 11
SH78335#A04F | MS | CABLE ALLEY BARRER 400 125A O/G CONT-UNF | 11
SH78335#A06F | MS | CABLE ALLEY BARRER 600 125A O/G CONT-UNF | 11
SH78335#A08F | MS | CABLE ALLEY BARRER 800 125A O/G CONT-UNF | 11
SH78335#A09 | MS | CABLE ALLEY BARRER 900 125A O/G CONT | 11
SH78335#A09F | MS | CABLE ALLEY BARRER 900 125A O/G CONT-UNF | 11
SH79419##02F | MS | IP2X COVER PLATE FOR LHS SIC - 200-UNF | 11
SH79419##03F | MS | IP2X COVER PLATE FOR LHS SIC - 300-UNF | 11
SH79419##06F | MS | IP2X COVER PLATE FOR LHS SIC - 600-UNF | 11
SH79457##02F | MS | SIC BARRIER - RHS-UNF | 11
SH79457##03F | MS | SIC BARRIER-RHS FOR SIZE300-UNF | 11
SH79457##04F | MS | SIC BARRIER-RHS FOR SIZE 400-UNF | 11
SH79457##05 | MS | SIC BARRIER RHS | 11
SH79457##06F | MS | TB30 (DP)-UNF | 11
SH79457##08F | MS | SIC BARRIER RHS - SIZE 800-UNF | 11
SH79457##09F | MS | SIC BARRIER RHS - SIZE 900-UNF | 11
SH79847F | MS | BASE PLATE AUX-UNF | 11
SH97712F | MS | DOOR - 900 TQ3-UNF | 11
SH97714F | MS | VACANT DOOR ASSY 1000MM TQ3-UNF | 11
SH98989C25 | PKG | 19MM CRATE H=2595,W=2168,D=1537,V=0.457 | 20
SL91602OOOO | EXTRA | Bezel DRAWOUT BREAKER | 51
SPE0005800148 | METER | AMMETER RISHAB,0-100A,CLASS 1 | 60
SPE0005800679 | METER | AMMETER RISHAB,0-200-1600A,CLASS 1 | 60
SPE0053400596 | MCB | LEXIC,2 POLE,32A,DC,250V | 60
SPE0108600249 | SEL SW | SALZER 16 A, 2 POLE, 4 POSITION | 60
SPE0117300001 | MCB | LEXIC,4 POLE,2A,AC | 60
SPE0117300023 | MCB | LEXIC,4 POLE,10A,AC,C-CURVE | 60
SPE0117300030 | MCB | LEXIC,4 POLE,25A,AC,D-CURVE | 60
SPE0117300066 | MCB | LEXIC,1 POLE+N,32A,AC,C-CURVE | 60
SPE0117300084 | MCB | LEXIC,4 POLE,2A,AC,NOT APPLICABLE | 60
SPE0123800119 | CT VT | 200A/1A,10VA,5P10 CT | 60
SPE0123800611 | CT VT | 1250A/1A,10VA,5P10 CT | 60
SPE0123801796 | CT VT | 100A/1A,10VA,5P10 CT | 60
SPE0145000036 | TRANSDUCER | AE CR TR.,110V DC,4 - 20 mA | 60
SPE0145500173 | CBCT | CBCT FOR CTUM 15,MOP:300MA (MIN)(+- 5%) | 60
SPE0147600001 | TERMINAL | WAGO END STOP 249-117 | 60
SPE0161000003 | TERMINAL | CONNECTWELL CA509/K2,21-30 | 61
SPE0227200001 | MCB | AUX C/O+FLT S/G TO 2 AUX C/O,007354 | 60
SPE0239500001 | RELAY | TCS,220-250V AC/DC,1MYN569697-G | 60
SPE0293501384 | SEL SW | SALZER D-DC STD,16A,2P,4POS SWITCH | 60
SPE0388800009 | ETHERNET | L&T 26 PORT MGD ETHERNET SWITCH | 60
SPE0437300005 | COMMUNICATION | DLINK CABLE:-15M | 60
SPE0454400001 | RELAY | REM615,HBMCAEAGNBA1BNN11G | 60
ST23385##MSF | MS | BARRIER STRIP - ENDCOVER LHD | 11
ST23387##MSF | MS | ACB STRIP FOR C3-UNF | 11
ST23388F | MS | SHIELD MIDDLE | 11
ST24064F | MS | TOP PLATE-UNF | 11
ST24067F | MS | INTERCOMPT BARRIER 320 PNL-UNF | 11
ST30505F | MS | STRIP-ACB SIDE | 11
ST33456F80W | MS | SPLIT INTERCOMPARTMENT TRAY TF3 C-PWR | 11
ST33457F80W | MS | ANGLE FOR SPLIT IC TRAY TF3 C-PWR | 11
ST33461F80WR | MS | REMOVABLE PLATE - 3 ROW CNTRL TERM ARRG | 11
SZP4891 | MS | CABLE LINK N ONE AOC | 11
SZP7184F | MS | BASE PLATE 200MM-UNF | 11
SZP7442F | MS | BOTTOM PLATE AOC 3MM MS-UNF | 11
SZP7790F | MS | CONTACT MTG. PLATE TQ3 FORM IV | 11
SZP7793F | MS | CONTACT MTG. PLATE 125A 200MM FDR-UNF | 11
SZP9715F | MS | CHANNEL TF900 | 11
SZQ7144F | MS | FILLER PIECE | 11
SZQ7437 | PR | SHROUD 125A O/G CONTACT IN 200MM MODULE | 40
SZR7013F | MS | BUSBAR SHIELD TF900 800W WITH DROPPER-UN | 11
SZR7225 | MS | SUPPORT | 11
SZR7664F | MS | TRAY FILLER FOR END PANEL | 11
SZS7201##02F | MS | SIC COVER PLATE CBC - 200-UNF | 11
SZS7201##03F | MS | SIC COVER PLATE CBC - 300-UNF | 11
SZS7201##04F | MS | SIC COVER PLATE CBC - 400-UNF | 11
SZS7201##05 | MS | SIC COVER PLATE CBC - 500 | 11
SZS7201##05F | MS | SIC COVER PLATE CBC - 500-UNF | 11
SZS7201##06F | MS | SIC COVER PLATE CBC - 600-UNF | 11
SZS7201##08F | MS | SIC COVER PLATE CBC - 800-UNF | 11
SZS7201##09 | MS | SIC COVER PLATE CBC - 900 | 11
SZS7201##09F | MS | SIC COVER PLATE CBC - 900-UNF | 11
SZS7348BOT#F | MS | INTERPANEL BARRIER-UNF | 11
SZS7349F | MS | DROPPER SHIELD TOP-UNF | 11
SZS7350F | MS | DROPPER BARRIER BOT-UNF | 11
SZS7351F | MS | BRACKET FOR DRPPER SHIELDS-UNF | 11
SZS7352F | MS | BRACKET FOR DROPPER SHILED-UNF | 11
SZS7354F | MS | CABLE CLAMP BKT-UNF | 11
SZS7355PVC1 | MS | DROPPER SHIELD BOT - BELOW DROPPER | 11
SZS7532 | MS | BARRIER (BELOW DROPPER) | 11
SZS7532F | MS | BARRIER (BELOW DROPPER)-UNF | 11
SZS7554F | MS | BRACKET-FOR RJ45 CONNECTOR-UNF | 11
SZS7719F | MS | DROPPER BARRIER TF900 BOT HBB | 11
TF18512F | MS | BLANK OFF PLATE-'C' POWER ACB | 11
TF25481##MSF | MS | FILLER PIECE-UNF | 11
TF25482##MSF | MS | FILLER PIECE-UNF | 11
TF25483##MSF | MS | SHROUDS - EIL | 11
TF27170F | MS | BRACKET CABLE CLAMP-UNF | 11
TF52636F | MS | SHIELD MIDDLE - TF9 ( 800W ) | 11
TF52637F | MS | SHIELD MIDDLE | 11
TF64737#TF9 | MS | REMOVABLE PLATE - TF9 | 11
TF64738#TF9 | MS | REMOVABLE PLATE - TF9 | 11
TF67216#BB1 | LINK | CABLE LINK RB | #N/A
TF67216#BR1 | LINK | CABLE LINK-RB | #N/A
TF67217F | LINK | CABLE LINK SUPPORT-UNF | #N/A
TF67218#BY1 | LINK | CABLE LINK Y | #N/A
TF67222F | MS | BRACKET-UNF | 11
TF67321##N1 | LINK | N ISOLATION LINK | #N/A
TF67321##N2 | LINK | NTRL ISO LINK TOP TIER | #N/A
TF67322 | LINK | OG LINK DRPR TO NE ISO LINK | #N/A
TF67323##14 | LINK | NTRL LINK TOP TIER | #N/A
TF67324##14 | LINK | NTRL LINK BOTTOM TIER | #N/A
TF67325 | LINK | ISOLATING LINK | #N/A
TF67327##B1F | LINK | O/G LINK SUPPORT-UNF | #N/A
TF67327##T1F | LINK | OG LINK SUPPORT TOP&BTM TIER-UNF | #N/A
TF67328 | MS | BRACKET | 11
TF67328F | MS | BRACKET-UNF | 11
TF67330F | LINK | OG LINK SUPPORT TOP TIER-UNF | #N/A
TF67331 | LINK | OG LINK BTM SUPPORT-BTM TIER | #N/A
TF67331F | LINK | OG LINK BTM SUPPORT-BTM TIER-UNF | #N/A
TF67332 | LINK | OG LINK SUPPORT-TOP,BTM TIER | #N/A
TF67332F | LINK | OG LINK SUPPORT-TOP,BTM TIER-UNF | #N/A
TF67334 | MS | BRACKET | 11
TF67334F | MS | BRACKET-UNF | 11
TF67335F | MS | METAL SHROUD-UNF | 11
TF67336F | MS | METAL SHROUD-UNF | 11
TF67337F | MS | METAL SHROUD-UNF | 11
TF67338 | MS | METAL SHROUD | 11
TF67338F | MS | METAL SHROUD-UNF | 11
TF67339F | MS | METAL SHROUD BTM FOR DROPPERS-UNF | 11
TF67340F | MS | REAR METAL SHROUD-UNF | 11
TF67341F | MS | REAR METAL SHROUD-UNF | 11
TF67342F | MS | REAR METAL SHROUD-UNF | 11
TF67347F | MS | BTM PLATE-UNF | 11
TF67377F | MS | REAR VERTICAL SHROUD-UNF | 11
TF67381 | MS | BRACKET | 11
TF74988##15 | MS | BRACKET FOR MTB CHANNEL MTG IN 320W PNL | 11
TF74988##15F | MS | BRACKET FOR MTB CHANNEL MTG IN 320W PNL- | 11
TF74988##16F | MS | BKT FOR MTB CHANNEL MOUNGING IN 600W PNL | 11
TF74995##16F | MS | WIRE SUPPORTING PLATE FOR MTB FEEDER-UNF | 11
TQ23887F | MS | BRACKET:CJB-TQ- UNFINIHED | 11
TQ24144F | MS | BRACKET FOR TTB-UNF | 11
TQ26680F | MS | SUPPORTING ANGLE MTB TQ3-1000 | 11
TQ30002F | MS | CONTROL PLATE-UNF | 11
TQ30251F | MS | CONTROL PLATE-TQ3-UNF | 11
TQ31154F | MS | DOOR 300 MM. | 11
TQ31646DF | MS | DOOR 600 FOR FN200 | 11
TQ40499F | MS | AUX BASE PLATE FOR 800MM FDR | 11
TQ46416F | MS | BASE PLATE-200(DL/DM100 WITH DN HANDLE)- | 11
TQ47050F | MS | BRACKET FOR BELLOW PLATE-UNF | 11
TQ47300F | MS | BRACKET-UNF | 11
TQ50437F | MS | SUPPORTING BRACKET-UNF | 11
TQ55921F | MS | SUPPORT FOR COMM WIRE TOP MOST FDR-UNF | 11
TQ55922F | MS | GUIDE WAY FOR COMM WIRE-TOP MOST FDR-UNF | 11
TQ57825F | MS | CONTROL PLATE-TQ3-UNF | 11
TQ59893F | MS | 300MM BASE PLATE-UNF | 11
TQ64151F | MS | BRACKET FOR MCOMP RELAY PROFIBUS | 11
TQ64176F | MS | ADDON BASE PLATE FOR 200MM-UNF | 11
VAA11YF0752BA | RELAY | AREVA VAA11 RELAY, WD No 01VAA11YF002 | 60
VAA31ZG8319B(M) | RELAY | VAA31 RELAY W.D.: BDZ059.33-1 | 60
XA90012 | PR | M12 X 40 NUT RETAINER ASSY | 61
XM80837OOOO | EXTRA | Spare: counter - C-Power | 51
ACBSCQF338-331 | ACB | ACB 6300 A , ELECTRICAL-(Motor oprtd-S. | 51
ACBSCQF338-830 | ACB | ACB 0800 A , ELECTRICAL-(Motor oprtd-S. | 51
ACBSCQF338-831 | ACB | ACB 1000 A , ELECTRICAL-(Motor oprtd-S. | 51
ACBSCQF338-832 | ACB | ACB 2000 A , ELECTRICAL-(Motor oprtd-S. | 51
ACBSCQF338-833A | ACB | ACB 1250 A , ELECTRICAL-(Motor oprtd-S. | 51
CDG11AF006SA(M) | RELAY | CDG11AF006SACH RELAY | 60
CF44470###1 | LINK | L LINK LINK -N 2000H 3P DN CT | #N/A
CF44470###2 | LINK | L LINK LINK -N 2000H 3P DN CT | #N/A
CF44471###1C## | LINK | BUSBAR-RYBN | #N/A
CF44471###2C## | LINK | BUSBAR-RYB | #N/A
CF44489 | LINK | VERTICAL DUCT LINK-RYBN | #N/A
CM92073OOOOAG | DN | MCCB dsine DN2-250S 63A 3P MTX 2.0 | 52
CM99802OOOO | DN | ACC DN2/DN3/DN4 Auxiliary Contact 2C/O | 52
LTPCE-DC32A1 | PLC | DC24V input 32 points, PLC (Ex.) | 60
LTPCM-DN32UB/DC | PLC | XLB-UB CPU,DC PWR,16 DC In,16 TR(NPN)Out | 60
SA42081####C## | LINK | 6" BUSBAR TF 2 DROPPER PANEL | #N/A
SA44147####C## | LINK | MCCB DROPPER - 2 TIER | #N/A
SB00447 | CASTLE | CASTLE LOCK FN200/FN250C | 60
SH16012RPAD | ACB | CR 6300A C 4P ECR WITH PADLOCKING-RI | 51
SH31042###C#GPF | LINK | DROPPER B/C 1350W-UNF | #N/A
SH31134##08#GPF | LINK | HORIZONTAL DUCT LINK-Y B-UNF | #N/A
SH31134##09#GPF | LINK | HORIZONTAL DUCT LINK-Y B-UNF | #N/A
SH31134##10#GPF | LINK | HORIZONTAL DUCT LINK-Y B-UNF | #N/A
SH31134##11#GPF | LINK | HORIZONTAL DUCT LINK-Y B-UNF | #N/A
SH31134##12#GPF | LINK | HORIZONTAL DUCT LINK-Y B-UNF | #N/A
SH31134#A02#GPF | LINK | HORIZONTAL DUCT LINK-R-UNF | #N/A
SH31134#A03#GPF | LINK | HORIZONTAL DUCT LINK-R-UNF | #N/A
SH31134#B01#GPF | LINK | HORIZONTAL DUCT LINK-Y B-UNF | #N/A
SH49208F | LINK | ADAPTOR TERMINAL-UNF | #N/A
SH49209F | LINK | ADAPTOR TERMINAL-UNF | #N/A
SH49210F | LINK | ADAPTOR TERMINAL-UNF | #N/A
SH49211F | LINK | ADAPTOR TERMINAL-UNF | #N/A
SH49212F | LINK | DAPTOR TERMINAL-UNF | #N/A
SH49213F | LINK | ADAPTOR TERMINAL-UNF | #N/A
SH49214F | LINK | ADAPTOR TERMINAL-UNF | #N/A
SH49215F | LINK | ADAPTOR TERMINAL-UNF | #N/A
SH49216F | LINK | ADAPTOR TERMINAL-UNF | #N/A
SH49217F | LINK | ADAPTOR TERMINAL-UNF | #N/A
SH49222F | LINK | DIRECT LINK - R4-UNF | #N/A
SH49224F | LINK | DIRECT LINK - R2-UNF | #N/A
SH49225F | LINK | DIRECT LINK - R3-UNF | #N/A
SH49226F | LINK | DIRECT LINK - R5-UNF | #N/A
SH49228F | LINK | DIRECT LINK - Y2-UNF | #N/A
SH49229F | LINK | DIRECT LINK - Y3-UNF | #N/A
SH49231F | LINK | DIRECT LINK - B2-UNF | #N/A
SH49232F | LINK | DIRECT LINK - B3-UNF | #N/A
SH49233F | LINK | DIRECT LINK - Y4-UNF | #N/A
SH49234F | LINK | DIRECT LINK - B4-UNF | #N/A
SH49235F | LINK | DIRECT LINK - Y5-UNF | #N/A
SH49236F | LINK | DIRECT LINK - B6-UNF | #N/A
SH49237F | LINK | DIRECT LINK - B5-UNF | #N/A
SH49238F | LINK | DIRECT LINK - B7-UNF | #N/A
SH49239F | LINK | DIRECT LINK - Y6-UNF | #N/A
SH49240F | LINK | DIRECT LINK - Y7-UNF | #N/A
SH49241F | LINK | DIRECT LINK - R6-UNF | #N/A
SH49242F | LINK | DIRECT LINK - R7-UNF | #N/A
SH49256F | LINK | B/C LINK-R2 (LH &amp; RH)-UNF | #N/A
SH49257F | LINK | B/C LINK-R3 (LH &amp; RH)-UNF | #N/A
SH49258F | LINK | B/C LINK-R5 (LH &amp; RH)-UNF | #N/A
SH49260F | LINK | B/C LINK-Y2 (LH &amp; RH)-UNF | #N/A
SH49261F | LINK | B/C LINK-Y3 (LH &amp; RH)-UNF | #N/A
SH49263F | LINK | B/C LINK-B2-UNF | #N/A
SH49264F | LINK | B/C LINK-B3 (LH &amp; RH)-UNF | #N/A
SH49265F | LINK | B/C LINK-B5 (LH &amp; RH)-UNF | #N/A
SH49266F | LINK | B/C LINK-B6 (LH &amp; RH)-UNF | #N/A
SH49267F | LINK | B/C LINK-B7 (LH &amp; RH)-UNF | #N/A
SH49268F | LINK | B/C LINK-Y6 (RH) (LH &amp; RH)-UNF | #N/A
SH49269F | LINK | B/C LINK-Y7 (LH &amp; RH)-UNF | #N/A
SH49270F | LINK | B/C LINK-R6 (RH) (LH &amp; RH)-UNF | #N/A
SH49271F | LINK | B/C LINK-R7(RH) (LH &amp; RH)-UNF | #N/A
SH49272F | LINK | B/C LINK-Y4 (LH &amp; RH)-UNF | #N/A
SH49273F | LINK | B/C LINK-Y5 (LH &amp; RH)-UNF | #N/A
SH49274F | LINK | B/C LINK-R4 (LH &amp; RH)-UNF | #N/A
SH49275F | LINK | B/C LINK-B4 (LH &amp; RH)-UNF | #N/A
SH49277#150C | LINK | MINI BUSBAR-N | #N/A
SL01857OOOO | ACB | SR release CT 800 C/H/S1 Fix & Draw-out | 51
SL01858OOOO | ACB | SR release CT 1000 C/H/S1 Fix & Draw-out | 51
SL90565OOOO | ACB | SR release CT 2000 C/H Fix & Draw-out | 51
SL90571 | ACB | CT, 1250C (Is = 0.75A, FM) | 51
SL90571OOOO | ACB | SR release CT 1250 C/H/S1 Fix & Draw-out | 51
SPE0090800400 | RELAY | REF615,HBFHAEAGANB1BNN1XG | 60
SPE0108600002 | SEL SW | SALZER 25 A, 2 POLE, #SALSWPOS | 60
SPE0117800935 | CT VT | 63A/1A,10VA,CL1,RESIN CAST (CLASS-E) | 60
SPE0164800002 | PS MOD | PHOENIX PS QUINT-PS/ 1AC/24DC/5 | 60
SPE0179800020 | Meter | SATEC PM130EH+O501HACDC | 60
SPE0269700008 | SURGE | FLT-BK 350/3+1-FM,2906389 | 60
SPE0293501202 | SEL SW | SALZER S-AC STD,16A,2P,4POS SWITCH | 60
SPE0376900002 | PLC | UL IMPORTED CABLE:ULFW40-02 | 60
SPE0378900001 | PLC | UL INTERFACE MODULE:ULFLKM40 | 60
ST41922OOOO | MOG | MPCB Rotary 45.0-63.0,50kA(MOG-H2-6300) | 65
SZP4318####CGFF | LINK | NEUTRAL LINK-N1-UNF | #N/A
SZP4320####CGFF | LINK | NEUTRAL LINK-N2-UNF | #N/A
SZP4702 | LINK | SPACER | #N/A
SZR4527FM##C## | LINK | DROPPER - ACB/FN/DTH/DL | #N/A
SZR4527FT##C## | LINK | DROPPER - ACB/FN/DTH/DL | #N/A
TF21799####C## | LINK | BUSBAR - R, Y, B, N | #N/A
TF54685####C## | LINK | BUSBAR-5000C 4P | #N/A
TF70273N1LHF | LINK | DIR LINK 6300C 100% N - LHS N1-UNF | #N/A
TF70273N2LHF | LINK | DIR LINK 6300C 100% N - LHS N2-UNF | #N/A
TF70273N4LHF | LINK | DIR LINK 6300C 100% N - LHS N4-UNF | #N/A
TF70273N5LHF | LINK | DIR LINK 6300C 100% N - LHS N5-UNF | #N/A
TF70273N6LHF | LINK | DIR LINK 6300C 100% N - LHS N6-UNF | #N/A
TF70273N7LHF | LINK | DIR LINK 6300C 100% N - LHS N7-UNF | #N/A
TF70274N1RHF | LINK | DIR LINK 6300C 100% N - RHS N1-UNF | #N/A
TF70274N2RHF | LINK | DIR LINK 6300C 100% N - RHS N2-UNF | #N/A
TF70274N4RHF | LINK | DIR LINK 6300C 100% N - RHS N4-UNF | #N/A
TF70274N5RHF | LINK | DIR LINK 6300C 100% N - RHS N5-UNF | #N/A
TF70274N6RHF | LINK | DIR LINK 6300C 100% N - RHS N6-UNF | #N/A
TF70274N7RHF | LINK | DIR LINK 6300C 100% N - RHS N7-UNF | #N/A
TF73537##N1F | LINK | B/C LINK N-4P 100%N (63004P)-UNF | #N/A
TF73537##N2F | LINK | B/C LINK N-4P 100%N (63004P)-UNF | #N/A
TF73537##N3F | LINK | B/C LINK N-4P 100%N (63004P)-UNF | #N/A
TF73537##N4F | LINK | B/C LINK N-4P 100%N (63004P)-UNF | #N/A
TF73537##N5F | LINK | B/C LINK N-4P 100%N (63004P)-UNF | #N/A
TF73537##N6F | LINK | B/C LINK N-4P 100%N (63004P)-UNF | #N/A
TF73543#DL1F | LINK | CONN LINK-N (2000H 3P DL PNL)-UNF | #N/A
TF73543#DL2F | LINK | CONN LINK-N (2000H 3P DL PNL)-UNF | #N/A
TF73543#DL3F | LINK | CONN LINK-N (2000H 3P DL PNL)-UNF | #N/A
TF75050RN#1F | LINK | CABLE LINK-6300C 4P ACB 1350W WITH 2:AOC | #N/A
TF75050RN#2F | LINK | CABLE LINK-6300C 4P ACB 1350W WITH 2:AOC | #N/A
TF75050RN#3F | LINK | CABLE LINK-6300C 4P ACB 1350W WITH 2:AOC | #N/A
TF75050YB#1F | LINK | CABLE LINK-6300C 4P ACB 1350W WITH 2:AOC | #N/A
TF75050YB#2F | LINK | CABLE LINK-6300C 4P ACB 1350W WITH 2:AOC | #N/A
TF75050YB#3F | LINK | CABLE LINK-6300C 4P ACB 1350W WITH 2:AOC | #N/A
TF75050YB#4F | LINK | CABLE LINK-6300C 4P ACB 1350W WITH 2:AOC | #N/A
TF75050YB#5F | LINK | CABLE LINK-6300C 4P ACB 1350W WITH 2:AOC | #N/A
TF75050YB#6F | LINK | CABLE LINK-6300C 4P ACB 1350W WITH 2:AOC | #N/A
TF75051RN#1F | LINK | CABLE LINK-6300C 4P ACB 1350W WITH 2:AOC | #N/A
TF75051RN#2F | LINK | CABLE LINK-6300C 4P ACB 1350W WITH 2:AOC | #N/A
TF75051RN#3F | LINK | CABLE LINK-6300C 4P ACB 1350W WITH 2:AOC | #N/A
TF75248#RN1#GPF | LINK | HORIZONTAL DUCT LINK-R-UNF | #N/A
TF75248#RN2#GPF | LINK | HORIZONTAL DUCT LINK-R-UNF | #N/A
TF75248#RN3#GPF | LINK | HORIZONTAL DUCT LINK-R-UNF | #N/A
TF75248#RN4#GPF | LINK | HORIZONTAL DUCT LINK-R-UNF | #N/A
TQ66555##07 | MS | DOOR-1000 FN1000H WITH SL | 11
TQ66555##08 | MS | DOOR-800 FN1000H WITH SL | 11
VAG11YF8008G(M) | RELAY | VAG11YF8008GCH RELAY | 60
ACBSCE1494-101 | ACB | ACB 1250 A , ELECTRICAL-(Motor oprtd-S. | 51
ACBSCE1494-102 | ACB | ACB 1250 A , ELECTRICAL-(Motor oprtd-S. | 51
CF41776Y3## | LINK | DIRECT LINK Y3 B/C BOT WITH 5P10CT | #N/A
CF41789#100 | LINK | BUSBAR RTYB (800-600C) | #N/A
CF41790 | LINK | BUSBAR RYB | #N/A
CF42232R33P | LINK | RISER R3 B/C UPTO 1600C- NTPC | #N/A
CF42232Y33P | LINK | RISER Y3 B/C UPTO 1600C -NTPC | #N/A
CF44313 | LINK | ISOLATION LINK-N | #N/A
CF44314###7 | LINK | BUSBAR-N | #N/A
CF44314###8 | LINK | BUSBAR-N | #N/A
CF73834###MF | MS | CT MOUNTING PLATE SUPPORTING BKT-UNF | 11
CF75089 | MS | RELAY DOOR SIZE 450 TF3 | 11
CF90108#DIRF | MS | CT SUPPROTING FOR TF3 DIRECT TAP OFF-UNF | 11
CL90803 | PS MOD | UNPS - UNRS3 AUX. POWER SUPPLY MODULE | 51
CQ70700#300F | MS | MODULE BASE PLATE D/O - 300MM-UNF | 11
CQ72842F | MS | DOOR-300-UNF | 11
CQ72887 | MS | DOOR-400MM TQ3 | 11
CS94115OOOO | MNX | 4 POLE ADD-ON BLOCK (1NO+3NC) - MNX - A1 | 53
SA60519 | PR | BUSH_TQ3 _dropper support | 61
SA72440#T16 | MS | BUSBAR SHIELD A.O.C. TF3-FR (JIT) | 11
SA73498F | MS | BARRIER - ABOVE BREAKER TF3-UNF | 11
SA73613F | MS | DUMMY TRAY - TQ3-UNF | 11
SA73804F | MS | END PLATE LHS 400MM TQ3 -UNFINISHED | 11
SA73818F | MS | SIC MEMBER RHS 400MM TQ3-UNF | 11
SA73827F | MS | SIC MEMBER LHS 200MM TQ3-UNF | 11
SA73828F | MS | SIC MEMBER LHS 300MM TQ3-UNF | 11
SA74491F | MS | LINK SUPPORT - DROPPER LINK (TF900) | 11
SA74494NTPCF | MS | BARRIER | 11
SA75632XNTPCF | MS | BARRIER BELOW DROPPERS-TF900 C-COMPT-UNF | 11
SA80007 | PR | SADDLE TQ-M | 61
SA92840 | MS | VACANT DOOR TF C POWER 900H | 11
SA92840F | MS | VACANT DOOR TF C POWER 900H-UNF | 11
SA93221F | MS | VACANT DOOR ASSY 300MM TQ3-UNF | 11
SA93224F | MS | VACANT DOOR ASSY 600MM TQ3-UNF | 11
SB70686F | MS | END PLATE RHS(SIZE 400 MM) -UNFINISHED | 11
SF94130OOOO | FUSE | Fuselink HN size 0 125A DIN | 53
SF94131OOOO | FUSE | Fuselink HN size 0 160A DIN | 53
SH21363TF9H | MS | AUX BUS SHIELD 100MM COLLAR | 11
SH21363TF9HF | MS | AUX BUS SHIELD 100MM COLLAR-UNF | 11
SH31231AL02 | LINK | EARTH BAR | #N/A
SH77752F | MS | BASE PLATE SIZE 200 FN63 / FF63 SW | 11
SH77937F | MS | FIX TRAY-UNF | 11
SH79456FNXAF | MS | BRACKET FOR FNX100-UNF | 11
SH99266F | MS | BOTTOM CHANNEL ASSY.-UNF | 11
SPE0023400214 | METER | VOLTMETER MOVING IRON (AC),0-500V,AE | 60
SPE0063400235 | CT VT | 415/110V,50VA,CL 0.5/3P VT | 60
SPE0107800920 | CT VT | 800A/1A CLPS CTs | 60
SPE0123800008 | CT VT | 800A/1A,7.5VA,5P20 CT | 60
SPE0123801329 | CT VT | 800A/1A,7.5VA,5P20 CT | 60
SPE0147800081 | Meter | Rish Master 3430,H: 60-300V AC/DC,RISH M | 60
SPE0159100004 | RESISTOR | METROSIL RESISTOR, SCHNEIDER,600-A/S1/10 | 60
ST22850F | MS | BRACKET-PT FEEDER,FIXED-TQ3-UNF | 11
SZP7491F | MS | SUPPORT | 11
SZP7782##05F | MS | END PLATE - TQ3 FORM IV-500-UNF | 11
SZP7782##06F | MS | END PLATE - TQ3 FORM IV-600-UNF | 11
SZR7013T16 | MS | BUSBAR SHIELD-WITH DROPPERS(TF900) | 11
SZR7014T16 | MS | BUSBAR SHIELD(TF900 W/O DROPPERS) | 11
SZR7977 | MS | BOTTOM PLATE-REAR RHS | 11
TF18512#T16F | MS | BLAN OFF PLATE -'C'POWER ACB (1.6 MM) | 11
TF29056DF | MS | ACB - DOOR 750MM 800W PNL | 11
TF52040R3DF | LINK | DIRECT LINK -R3 UPTO 1600C 3 OR 4P ACB | #N/A
TF54490B3DF | LINK | DIRECT LINK-B3 | #N/A
TF54490R3DF | LINK | DIRECT LINK-R3 | #N/A
TF73570N2DF | LINK | DIRECT LINK N - 1600C | #N/A
TF75265 | MS | ACB DOOR | 11
TF75265F | MS | ACB DOOR-UNF | 11
TQ30018 | MS | CONTROL PLATE | 11
TQ30018F | MS | CONTROL PLATE-UNF | 11
TQ30020 | MS | CONTROL PLATE | 11
TQ30020F | MS | CONTROL PLATE-UNFINISHED | 11
TQ30180 | MS | CONTROL PLATE | 11
TQ30180F | MS | CONTROL PLATE-UNF | 11
TQ41968F | MS | COVER PLATE FOR END COVER RHS/LHS TQ3 SF | 11
TQ45169 | MS | BASE PLATE SIZE 400-FN125 SW. N-TQ3 D/O | 11
TQ45169F | MS | BASE PLATE SIZE 400-FN125 SW. N-TQ3 D/O- | 11
TQ52019##05F | MS | END PLATE-RHS FRONT 400-1200-UNF | 11
TQ52019##06F | MS | END PLATE RHS FRONT-UNF | 11
TQ66556 | MS | DOOR - FN160+SWITCH 'N' W/O CONTROL PLAT | 11
TQ66556F | MS | DOOR - FN160+SWITCH 'N' W/O CONTROL PLAT | 11
ACBSCQB070-111 | ACB | ACB 0800 A , ELECTRICAL-(Motor oprtd-S. | 51
CF75108 | MS | ACB DOOR | 11
CF76083 | MS | RELAY DOOR-600H 80WW | 11
SA50329 | MS | NEUTRAL LINK SUPPORT - TF3 | 40
SPE0117802551 | CT VT | 800A/1A,15VA,CL1,RESIN CAST (CLASS-E) | 60
SPE0123800228 | CT VT | 800A/1A,7.5VA,5P10 CT | 60
SPE0454100001 | RESISTOR | TCS RESISTOR:1MYN528631-005 (33K OHMS/10 | 60
SPE0479300002 | Meter | SATECPM130EH+O5010ACDC | 60
SYQB070TF | Vendor | PART ASSEMBLED SWITCHBOARD | #N/A
ACBSCQB070-751 | ACB | ACB 0800 A , ELECTRICAL-(Motor oprtd-S. | 51
CF44120 | LINK | SPACER | #N/A
CF44496###1 | LINK | BUSBAR | #N/A
CF44537 | LINK | CABLE LINK-N FOR C TYPE ARRG. IN TF900 | #N/A
CF44538 | LINK | VERT LINK-N FOR C TYPE ARRG. IN TF9 | #N/A
CF44539 | LINK | CABLE LINK-N FOR C TYPE ARRG. IN TF900 | #N/A
CF74684 | MS | BRACKET-FR3 | 11
CF75345 | MS | NEUTRAL LINK SUPPORT BRACKET | 11
CF76084 | MS | ACB DOOR-600H 800W | 11
CF76085 | MS | GUTKA SUPPORT | 11
CQ41524###1 | LINK | FISH PLATE 6" BUSBAR SYS. | #N/A
CQ41524###2 | LINK | FISH PLATE 6" BUSBAR SYS. | #N/A
SYQB071TF | Vendor | PART ASSEMBLED SWITCHBOARD | #N/A
TF42342X | MS | SUPPORT SUPPORTING BRACKET | 11
TF61916 | MS | RELAY DOOR - 600 | 11
TF64895B200 | LINK | CABLE LIK UPTO 1250C 4P ACB | #N/A
TF64895R200 | LINK | CABLE LIK UPTO 1250C 4P ACB | #N/A
TF64895Y200 | LINK | CABLE LIK UPTO 1250C 4P ACB | #N/A
TF64896 | LINK | VERTICAL LINK SUPPORT | #N/A
TF64897 | LINK | VERTICAL LINK CLAMP | #N/A
TF71435N1## | LINK | O/G LINK - N1 ( 800-1250A ACB ) | #N/A
TF71436N1## | LINK | O/G LINK | #N/A
TF71437 | LINK | N ISO LINK | #N/A
TF74334 | LINK | CABLE LINK | #N/A
TF74335 | LINK | CABLE LINK | #N/A
TF74335##14 | LINK | CABLE LINK | #N/A
CF73575FR33P | MS | ACB ABOVE BARRIER-U-POWER FR3 | 11
CF73743###4 | MS | OG LINK SUPPORT-FR1 3P FOR 4"CABLE LINK | 11
CF73743###6 | MS | OG LINK SUPPORT FOR 6"CABLE LINK | 11
CF73746 | MS | OG LINK SUPPORTING BKT-FR3 AT 100MMSPAN | 11
CF74576 | MS | CABLE LINK CLAMP-NE | 11
CF74577 | MS | BKT FOR SUPPORT - DIR LINKS FR1 OMEGA | 11
CF74704 | MS | ACB DOOR ASSY 600MM U POWER | 11
CF74705 | MS | RELAY DOOR ASSY 600MM | 11
CF74706 | MS | RELAY DOOR ASSY 600MM | 11
CF74708 | MS | RELAY DOOR ASSY 800W 450MM -TF U POWER | 11
CF74709 | MS | ACB DOOR ASSY. U POWER | 11
CF74710 | MS | VACANT DOOR ASSY 600MM | 11
CF74712 | MS | ACB DOOR ASSY. U POWER | 11
CF74713 | MS | ACB DOOR ASSY 600MM U POWER | 11
CF74716 | MS | BKT-NE DUCT LINK SUPPORT | 11
CF74726 | MS | BKT. FOR NEUTRAL DIR LINK SUPPORT | 11
CF76041 | MS | RELAY DOOR-320W 600H | 11
SA73034T3 | MS | BUSBAR SUPPORT CHANNEL-BTM TQ3 DF | 11
SA73089###U | MS | VERT. CHNL DROP. SUPPORT U POWER | 11
SA73318###U | MS | BOTTOM PLATE FIX - TF3 800W FIX | 11
SA73326###U | MS | BOTTOM PLATE U POWER | 11
SA73327###U | MS | BOTTOM PLATE REAR MIDDLE U POWER | 11
SA73432###U | MS | BRACKET U POWER | 11
SA73433###U | MS | BRACKET REAR DRP U POWER PNL | 11
SA73438###U | MS | \NGLE REAR INTERPANEL BARRIER U POWER | 11
SA73454###U | MS | DROPPER SUPPORT - TF3 U POWER | 11
SA73480###U | MS | INTERPANEL BARRIER U POWER | 11
SA73484###U | MS | DROPPER SHIELD U POWER | 11
SA73485###U | MS | DROPPER BARRIER U POWER | 11
SA73489###U | MS | INTERPANEL BARRIER U POWER | 11
SA73490###U | MS | INTERPANEL BARRIER U POWER | 11
SA73882 | MS | BRACKET (JIT) | 11
SA75788 | MS | TOP PLATE (FRONT) TF1400 WELDED | 11
SA75789 | MS | TOP PLATE (REAR) TF1400 WELDED | 11
SA93447###U | MS | DOOR ASSY. UC-600H 320W U-POWER | 11
SA93542###U | MS | REAR DOOR ASSEMBLY U POWER | 11
SA93543###U | MS | REAR DOOR ASSEMBLY U POWER | 11
SA93544###U | MS | TOP COVER ASSY REAR U_ACB 800W TF3 PNL | 11
SA93545###U | MS | TOP COVER ASSY REAR LOUV. 320W U_PNL | 11
SA93987###U | MS | LOUVERED FRONT TOP COVER 800 W | 11
SA93988###U | MS | LOUVERED FRONT BOTTOM COVER 800 W | 11
SA94984###U | MS | TOP ASSY. TF1400 U POWER | 11
SA94985###URWF | MS | VERT.CHANNEL ASSY.RHS FR U_ACB TF3 | 11
SA94986###URWF | MS | VERT CHANNEL ASSY LHS FR U_ACB TF3/TF9 | 11
SA94993###URWF | MS | VERT CHANNEL ASSY.MID RHS U_ACB TF3 PNL | 11
SA94994###URWF | MS | VERT CHANNEL ASSY.MID LHS U_ACB TF3 | 11
SA94995###U | MS | VERT CHANNEL ASSY. REAR MID. U _ACB TF3 | 11
SH20005MS3# | MS | BRACKET FOT HOR SHOUD | 11
SH21006BNM2 | MS | DIRECT LINK SUPPORT BKT UPTO 1600S 3/4P | 11
SH21006D4M2 | MS | DIRECT LINK SUPPORT BKT UPTO 1600S 3/4P | 11
SH21095MS2D | MS | BRACKET (N DIRECT LINK SUPPORT) | 11
SH21114I4S2 | MS | BRACKET FOR HOR SHROUD 3200/4000S U-POW | 11
SH21126TF33 | MS | BARRIER BETWEEN CABLE LINK ZONE &amp;amp | 11
SH21126TF38 | MS | BARRIER BETWEEN CABLE LINK ZONE &amp;amp | 11
SH21173W875 | MS | BARRIER ABOVE ACB U-POWER | 11
SH21175F138 | MS | LHS BARRIER | 11
SH21175F338 | MS | ACB FILLER PIECE LHS | 11
SH21176F338 | MS | REAR SIDE ACB BARRIER U-POWER | 11
SH21193OFR3 | MS | ANGLE-RHS FR3 | 11
SH21285B#M3 | MS | CABLE LINK SUPORT | 11
SH21285D4M3 | MS | CABLE LINK SUPPORT 800S-1600S ACB | 11
SH21286 | MS | CLAMP LINK SUPPORT -FRONT 800S-1600S U | 11
SH21287 | MS | CLAMP LINK SUPPORT -REAR 800S-1600S U | 11
SH21287A | MS | CLAMP LINK SUPPORT -REAR 800S-1600S U | 11
SH21288 | MS | CABLE LINK CLAMP-FRONT | 11
SH21306MS21 | MS | BRACKET (DIR. LINK SUPPORT) | 11
SH21306MS32 | MS | BRACKET FOT HOR SHOUD | 11
SH21309B4S2 | MS | BRACKET FOR SHROUD | 11
SH21309I4S2 | MS | BRACKET FOR SHROUD | 11
SH79049 | MS | I/P BARRIER REAR - LHS | 11
SH79050 | MS | I/P BARRIER FRONT - LHS | 11
SH79070##60 | MS | BARRIER (ABOVE BRACKER) | 11
SH79084SS2T | MS | BOTTOM PLATE -FRONT | 11
SH79094W800 | MS | I/C BARRIER | 11
SH79883#M20 | MS | CABLE CLAMP BRACKET-UPTO 1250S 4P U-ACB | 11
SH79892#M16 | MS | BRACKET FOR SHROUD 1250S 4P ACB | 11
SH79904#M16 | MS | DROPP.BARRIER 4P UPTO 1250S 3P ACB | 11
SH79935IC4D | MS | BKT. FOR DROP. LINK SHROUD 1600S 3P ACB | 11
SH79939MS3# | MS | ANGLE(DIR. LINK SUPP.)3200 ACB 800W PNL | 11
SH79940MS3# | MS | BRACKET(DIR. LINK SUPP.)3200A 800W ACB | 11
SH79942MS3# | MS | BRACKET(DIR. LINK SUPP.)3200 ACB 800W | 11
SH79943 | MS | ACB MOUNTING CHNN. 4000S 800W NEW BEZEL | 11
SH79946 | MS | DROPPER LINK SUPP. UPTO 1250S 3P ACB | 11
SH79947MS3# | MS | BRACKET(DIR. LINK SUPP.)3200 ACB 800W | 11
SH79958 | MS | INTER COMPARTMENTAL BARRIER RHS SUP | 11
SH79959 | MS | INTER COMPARTMENTAL BARRIER LHS SUP | 11
SH79960 | MS | INTER COMPARTMENTAL BARRIER REAR SUP | 11
SH79980 | MS | DROPPER BARRIER BOT. 4" DROPPER | 11
SH97899#845 | MS | VACANT DOOR ASSY 800W 450MM -TF U-ACB | 11
SH97899#860 | MS | VACANT DOOR ASSY 600MM | 11
SH98953 | MS | TOP COVER ASSY FR 320W U_POWER | 11
SH98954 | MS | BOTTOM COVER ASSY FR 320W U_POWER | 11
ST33185###U | MS | BASE ASSY. WELDED U POWER ( 800 x 1400) | 11
SZQ7649 | MS | BOTTOM PLATE-RR TF1400DX320W PNL | 11
SZS7124##W8 | MS | ANGLE RHS FR3 | 11
SZS7581#M16 | MS | DROPPER BRACKET | 11
SZS7582#M20 | MS | CABLE CLAMP BRACKET | 11
SZS7661 | MS | DROPPER LINK SUPP. UPTO 1250S 3P ACB | 11
SZS7662 | MS | DROPPER LINK SUPP. UPTO 1250S 3P ACB | 11
SZS7662A | MS | DROPPER LINK SUPP. UPTO 1250S 3P ACB | 11
CF43619###1 | Link | BUS BAR RYBN | #N/A
CF43619###2 | Link | BUS BAR RYBN | #N/A
CF43619###6 | Link | BUS BAR RYBN | #N/A
CF43619###9 | Link | BUSBAR-RYBN | #N/A
CF43619##10 | Link | BUSBAR-RYBN | #N/A
CF43620B10A | Link | OG CABLE LINKS-RYB | #N/A
CF43620B10A#100 | Link | OG CABLE LINKS-RYB | #N/A
CF43620B1SA#100 | Link | OG CABLE LINKS-RYB | #N/A
CF43620B20A | Link | OG CABLE LINKS-RYB | #N/A
CF43620B20A#100 | Link | OG CABLE LINKS-RYB | #N/A
CF43620B2SA#100 | Link | OG CABLE LINKS-RYB | #N/A
CF43620R10A | Link | OG CABLE LINKS-RYB | #N/A
CF43620R10A#100 | Link | OG CABLE LINKS-RYB | #N/A
CF43620R1SA#100 | Link | OG CABLE LINKS-RYB | #N/A
CF43620R20A | Link | OG CABLE LINKS-RYB | #N/A
CF43620R20A#100 | Link | OG CABLE LINKS-RYB | #N/A
CF43620R2SA#100 | Link | OG CABLE LINKS-RYB | #N/A
CF43620Y10A | Link | OG CABLE LINKS-RYB | #N/A
CF43620Y10A#100 | Link | OG CABLE LINKS-RYB | #N/A
CF43620Y1SA#100 | Link | OG CABLE LINKS-RYB | #N/A
CF43620Y20A | Link | OG CABLE LINKS-RYB | #N/A
CF43620Y20A#100 | Link | OG CABLE LINKS-RYB | #N/A
CF43620Y2SA#100 | Link | OG CABLE LINKS-RYB | #N/A
CF43625#MID#100 | Link | CABLE LINK-N | #N/A
CF43625#TOP | Link | CABLE LINK-NE | #N/A
CF43625#TOP#100 | Link | CABLE LINK-NE | #N/A
CF43626#MID#100 | Link | ISOLATION LINK-NE | #N/A
CF43626#TOP | Link | ISOLATION LINK-NE | #N/A
CF43626#TOP#100 | Link | ISOLATION LINK-NE | #N/A
CF43672 | Link | SPACER FOR NE-CT FR3 4000A | #N/A
CF43761###1 | Link | DIR LINK-NE 3200H,32000A | #N/A
CF43761###2 | Link | DIR LINK-NE 3200H,32000A-N2,N3 | #N/A
CF43761###3 | Link | DIR LINK-NE 3200H,32000A-N2,N3 | #N/A
CF43762N1DA | Link | NEUTRAL DUCT LINK | #N/A
CF43762N2DA | Link | NEUTRAL DUCT LINK | #N/A
CF43762N3DA | Link | NEUTRAL DUCT LINK | #N/A
CF43763 | Link | DUCT LINK -N | #N/A
CF44521 | Link | BUSBAR-RYBN | #N/A
SA44147 | Link | DROPPER FB/DT MIDDLE TF3 | #N/A
SH30017##MA | Link | B/C DROPPER RYB 3200/4000S U-POWER | #N/A
SH31025B1MA | Link | DIRECT LINK B- 3200/4000S 3/4P ACB | #N/A
SH31025B2MA | Link | DIRECT LINK B- 3200/4000S 3/4P ACB | #N/A
SH31025B3MA | Link | DIRECT LINK B- 3200/4000S 3/4P ACB | #N/A
SH31025B4MA | Link | DIRECT LINK B- 3200/4000S 3/4P ACB | #N/A
SH31025B5MA | Link | DIRECT LINK B- 3200/4000S 3/4P ACB | #N/A
SH31025B6MA | Link | DIRECT LINK B- 3200/4000S 3/4P ACB | #N/A
SH31025R1MA | Link | DIRECT LINK R- 3200/4000S 3/4P ACB | #N/A
SH31025R2MA | Link | DIRECT LINK R- 3200/4000S 3/4P ACB | #N/A
SH31025R3MA | Link | DIRECT LINK R- 3200/4000S 3/4P ACB | #N/A
SH31025R4MA | Link | DIRECT LINK R- 3200/4000S 3/4P ACB | #N/A
SH31025R5MA | Link | DIRECT LINK R- 3200/4000S 3/4P ACB | #N/A
SH31025R6MA | Link | DIRECT LINK R- 3200/4000S 3/4P ACB | #N/A
SH31025Y1MA | Link | DIRECT LINK Y- 3200/4000S 3/4P ACB | #N/A
SH31025Y2MA | Link | DIRECT LINK Y- 3200/4000S 3/4P ACB | #N/A
SH31025Y3MA | Link | DIRECT LINK Y- 3200/4000S 3/4P ACB | #N/A
SH31025Y4MA | Link | DIRECT LINK Y- 3200/4000S 3/4P ACB | #N/A
SH31025Y5MA | Link | DIRECT LINK Y- 3200/4000S 3/4P ACB | #N/A
SH31025Y6MA | Link | DIRECT LINK Y- 3200/4000S 3/4P ACB | #N/A
SH31055B14A | Link | DROPPER LINK B - UPTO 1250S 3P ACB | #N/A
SH31055B24A | Link | DROPPER LINK B - UPTO 1250S 3P ACB | #N/A
SH31055B34A | Link | DROPPER LINK B - UPTO 1250S 3P ACB | #N/A
SH31055R14A | Link | DROPPER LINK R - UPTO 1250S 3P ACB | #N/A
SH31055R24A | Link | DROPPER LINK R - UPTO 1250S 3P ACB | #N/A
SH31055R34A | Link | DROPPER LINK R - UPTO 1250S 3P ACB | #N/A
SH31055Y14A | Link | DROPPER LINK Y - UPTO 1250S 3P ACB | #N/A
SH31055Y24A | Link | DROPPER LINK Y - UPTO 1250S 3P ACB | #N/A
SH31055Y34A | Link | DROPPER LINK Y - UPTO 1250S 3P ACB | #N/A
SH31064B1AL | Link | B/C LINK B -3200/4000S 3/4P ACB | #N/A
SH31064B2AL | Link | B/C LINK B -3200/4000S 3/4P ACB | #N/A
SH31064B3AL | Link | B/C LINK B -3200/4000S 3/4P ACB | #N/A
SH31064B4AL | Link | B/C LINK B -3200/4000S 3/4P ACB | #N/A
SH31064B5AL | Link | B/C LINK B -3200/4000S 3/4P ACB | #N/A
SH31064B6AL | Link | B/C LINK B -3200/4000S 3/4P ACB | #N/A
SH31064R1AL | Link | B/C LINK R -3200/4000S 3/4P ACB | #N/A
SH31064R2AL | Link | B/C LINK R -3200/4000S 3/4P ACB | #N/A
SH31064R3AL | Link | B/C LINK R -3200/4000S 3/4P ACB | #N/A
SH31064R4AL | Link | B/C LINK R -3200/4000S 3/4P ACB | #N/A
SH31064R5AL | Link | B/C LINK R -3200/4000S 3/4P ACB | #N/A
SH31064R6AL | Link | B/C LINK R -3200/4000S 3/4P ACB | #N/A
SH31064Y1AL | Link | B/C LINK Y -3200/4000S 3/4P ACB | #N/A
SH31064Y2AL | Link | B/C LINK Y -3200/4000S 3/4P ACB | #N/A
SH31064Y3AL | Link | B/C LINK Y -3200/4000S 3/4P ACB | #N/A
SH31064Y4AL | Link | B/C LINK Y -3200/4000S 3/4P ACB | #N/A
SH31064Y5AL | Link | B/C LINK Y -3200/4000S 3/4P ACB | #N/A
SH31064Y6AL | Link | B/C LINK Y -3200/4000S 3/4P ACB | #N/A
SH31136BRHA | Link | RHS B/C MINIBUS B - 3200/4000S 4P ACB | #N/A
SH31136RRHA | Link | RHS B/C MINIBUS R - 3200/4000S 4P ACB | #N/A
SH31136YRHA | Link | RHS B/C MINIBUS Y - 3200/4000S 4P ACB | #N/A
SH31191N61ANEW | Link | N DIRECT LINK (UPTO1600S ACB DNCT) | #N/A
SH31192N62ANEW | Link | NE LINK CONN TO HBB | #N/A
SH31195ND4A2 | Link | DROPPER LINK-N2 | #N/A
SH31196N1DANEW | Link | DROPPER LINK-N | #N/A
SH31196N2DANEW | Link | DROPPER LINK-N | #N/A
SH31232##5A | Link | SPACER U-POWER 3200S/4000S | #N/A
SH31232##6A | Link | SPACER U-POWER 3200S/4000S | #N/A
SH31441B1TE | Link | DIR B TOP HBB-FR1 ACB IN TOP 750MMCOMPT | #N/A
SH31441B2TE | Link | DIR B TOP HBB-FR1 ACB IN TOP 750M COMPT | #N/A
SH31441B3TE | Link | DIR B TOP HBB-FR1 ACB IN TOP 750MM | #N/A
SH31441B4TE | Link | DIR B TOP HBB FR1 ACB IN TOP 600H | #N/A
SH31441R1TA | Link | DIR R TOP HBB-FR1 ACB IN TOP 750MM COMP | #N/A
SH31441R2TA | Link | DIR R TOP HBB-FR1 ACB IN TOP 750 MM COM | #N/A
SH31441R3TA | Link | DIR R TOP HBB-FR1 ACB IN TOP 750MM COMP | #N/A
SH31441R4TA | Link | DIR R TOP HBB FR1 ACB IN TOP 600COMP | #N/A
SH31441Y1TA | Link | DIR Y TOP HBB-FR1 ACB IN TOP 750MM | #N/A
SH31441Y2TA | Link | DIR Y TOP HBB-FR1 ACB IN TOP 750MM COMP | #N/A
SH31441Y3TA | Link | DIR Y TOP HBB-FR1 ACB IN TOP 750MM | #N/A
SH31441Y4TA | Link | DIR Y TOP-FR1 ACB IN TOP 600MM | #N/A
SH31443B11A | Link | RISER LINK -BY TTRM | #N/A
SH31443B21A | Link | RISER LINK -BY TTRM | #N/A
SH31443Y11A | Link | RISER LINK -BY TTRM | #N/A
SH31443Y21A | Link | RISER LINK -BY TTRM | #N/A
SH31444R11A | Link | RISER LINK -R | #N/A
SH31444R21A | Link | RISER LINK -R | #N/A
SH31462C11A | Link | HORI. DUCT LINK -5000H 'U' OMEGA FRIII | #N/A
SH31462C21A | Link | HORI. DUCT LINK -5000H 'U' OMEGA FRIII | #N/A
SH31462C31A | Link | HORI. DUCT LINK -5000H 'U' OMEGA FRIII | #N/A
SH31462C41A | Link | HORI. DUCT LINK -5000H 'U' OMEGA FRIII | #N/A
SH31462C51A | Link | HORI. DUCT LINK -5000H 'U' OMEGA FRIII | #N/A
SH31462C61A | Link | HORI. DUCT LINK -5000H 'U' OMEGA FRIII | #N/A
SH49893 | Link | HORIZONTAL LINK 800-1250 U-POWER | #N/A
SH49894 | Link | VERTICAL LINK 800-1250 UPOWER | #N/A
SZR4779###A | Link | BUSBAR R Y B & N 320 PNL | #N/A
SZU4874N18ANEW | Link | N LINK WITH DIRECT LINK ARRG. | #N/A
SZU4874N28ANEW | Link | N LINK WITH DIRECT LINK ARRG. | #N/A
SZU4955##MA | Link | VERTICAL DUCT LINK | #N/A
CA72688XXXX | PR | METAL SUPPORT | #N/A
CF60228 | PR | PULLTRUDED SUPPORT | 40
SH57147 | PR | RISER LINK SUPPORT | 40
SH57303 | PR | RISER LINK SUPPORT | 40
CL00718OOOO | ACB | Ext NCT Fr1/2/3 1000-1600A;OMEGA | 51
CL00720OOOO | ACB | NCT Fr2 2000-3200A,Fr3 2000-4000A;OMEGA | 51
SH00024E57R | CT VT | 1000-1250/5A 15VA CL1 BPL RC CT | 60
SH00024E58R | CT VT | 1250-1600/5A 15VA CL1 BPL RC CT | 60
SH00024E62R | CT VT | 3000-3200/5A 15VA CL1 BPL RC CT | 60
SH03028 | CT VT | 415/240V 7500VA GC TRANSFORMER | 60
SH03759 | PR | H S TUBE 55 L/F(10 X 30 ) BB-IN M | #N/A
SPE0005800260 | Meter | AMMETER AE,0-3000A,CLASS 1 | 60
SPE0005801784 | Meter | AMMETERAE,0-500-4000A,CLASS 1,NOT APPLIC | 60
SPE0089500171 | Relay | MICOM P120B00Z112BF0 | 60
SPE0107800605 | CT VT | 3000A/5A CLPS CTs | 60
SPE0107800606 | CT VT | 3000A/5A CLPS CTs | 60
SPE0117300055 | MCB | DX3,2 POLE,6A,415VAC,C-CURVE | 60
SPE0117801909 | CT VT | 500A/5A,15VA,CL1,RESIN CAST (CLASS-E) | 60
SPE0123801357 | CT VT | 500A/5A,15VA,5P10 CT | 60
SPE0159100002 | RESISTOR | METROSIL RESISTOR, ALSTOM,MET1196 | 60
SPE0293500415 | Sel Sw | SALZER S-AC STD,32A,6P,4POS SWITCH | 60
SPE0342100001 | LED | EHLW110D | 61
SS94085OOOO | MN0 | MN-A1 ADD-ON BL-2NO+2NC | 53
SYSB767TF | Vendor | PART ASSEMBLED SWITCHBOARD | #N/A
UW110NXB9200018430 | ACB | OMEGA FR1 1000A N 3P EBR MTX1.5G | 51
UW110NXC0000018434 | ACB | OMEGA FR1 1000A N 3PCR | 51
UW116NXB9200018435 | ACB | OMEGA FR1 1600A N 3P EBR MTX1.5G | 51
UW116NXC0000012510 | ACB | Omega FR1 1600A N 3PCR | 51
UW340HXB9200018437 | ACB | OMEGA FR3 4000A H 3P EBR MTX1.5G | 51
UW340HXC0000018438 | ACB | OMEGA FR3 4000A H 3PCR | 51
WL441011OOOO | Meter | MFM 4410 LED meter Cl 1 with RS485 | 53
CF44559###B | Link | SPACER | #N/A
CF44559###R | Link | SPACER-R | #N/A
CF44559###Y | Link | SPACER | #N/A
SH31195ND4A | Link | N DROPPER LINK (UPTO1250S 3P ACB) | #N/A
SPE0159200019 | Terminal | ELMEX CST 2.5 (R) TERMINAL | 61
SPE0159200031 | Terminal | ELMEX CST 2.5 (K) TERMINAL | 61
SPE0159200064 | Terminal | ELMEX CST 6 TERMINAL | 61
SPE0159300012 | Terminal | ELMEX END PLATE EPX | 61
SPE0159400003 | Terminal | ELMEX SEPARATING PLATE BPX | 61
SPE0159500005 | Terminal | ELMEX PERMANENT SHORT LINK CCLA6-2W | 61
SPE0159500006 | Terminal | ELMEX PERMANENT SHORT LINK CCLA2.5-2W | 61
SPE0159600006 | Terminal | ELMEX KN6.5,31-40 | 61
SPE0159800002 | Terminal | ELMEX SCREW ASMBLYLSR 2.5-6 | 61
SPE0160100006 | Terminal | ELMEX KN6.5,21-30 | 61
SPE0160200006 | Terminal | ELMEX KN6.5,41-50 | 61
SPE0160300008 | Terminal | ELMEX MARKR KN6.5,1-10 | 61
SPE0160600008 | Terminal | ELMEX MARKR KN6.5,11-20 | 61
SPE0226000003 | Relay | P2118061012011 | 60
SPE0251700002 | Terminal | KN6.5,61-70 | 61
CF71961 | MS | TRAFO MOUNTING CHANNEL | 11
CF74410F6T5 | MS | BASE PLATE | 11
CF74600###2 | MS | KAYCEE LIMIT SWITCH BRACKET | 11
SA73610#LOU | MS | CBC DOOR TQ3 WITH LOUVERS | 11
SA73972##2H | MS | DROPPER SHIELD | 11
SH21126TF98 | MS | BARRIER-CABLE LINK ZONE &amp; MTB | 11
SH21176F148 | MS | REAR SIDE BARRIER ACB | 11
SH21281SS3# | MS | BOTTOM PLATE U-POWER TF900 | 11
SH21282SS3# | MS | BOTTOM PLATE U-POWER TF900 | 11
SH21469LM20 | MS | CABLE LINK CLAMP | 11
SH78857 | MS | MIDDLE VERTICAL MEMBER-TQ3 SF 900D | 11
SH79887#M16 | MS | BASE PLATE FR1 4P UPTO 1600S ACB | 11
SH79916#4M1 | MS | BASE PLATE - U POWER TF900 WITH DROPPER | 11
SH79917#4M1 | MS | BARRIER UPTO 1600S ACB WITH DROPPER | 11
SZP9491VFTQ | MS | BASE ASSY | 11
SZP9492 | MS | TEMPLATE FOR FAB ITEMS | 11
SZP9493 | MS | VERTICAL CHANNEL ASSY-MIDDLE | 11
SZR7059###1 | MS | DUMMY TRAY | 11
SZR7067 | MS | TOP TRAY-HBB-FRONT | 11
SZR7068 | MS | SHROUD-FR6 37KW HW VFD | 11
SZR7069 | MS | ANGLE FOR PARTITION | 11
SZR7083 | MS | CHANNEL FOR FILTER MTG. | 11
SZR7127###1 | MS | PARTITION | 11
SZR7127###2 | MS | PARTITION | 11
SZR7140 | MS | SHROUD-Z LINKS 37KW HW VFD | 11
SZR7226 | MS | SUPPORTING CHANNEL | 11
TF63786 | MS | DROPPER BARRIER - BOTTOM | 11
TF72727 | MS | VT SHROUD MOUNTING BRACKET | 11
TF74988##20 | MS | ACB DOOR 750H 800W | 11
TF74988##21 | MS | ACB DOOR 750H 800W | 11
TF74988##22 | MS | RELAY DOOR 450H 800W | 11
TF74988##23 | MS | RELAY DOOR 600H 800W | 11
TQ30219 | MS | CONTROL PLATE | 11
TQ31013 | MS | DOOR 400 FN63 | 11
TQ40513 | MS | DUMMY TRAY FULL WIDTH | 11
TQ44794 | MS | CABLE CLAMP BRACKET-TQ3 DF | 11
TQ52333 | MS | BASE PLATE-700 MTB PNL | 11
TQ52334 | MS | BASE PLATE-300 MTB PNL | 11
TQ52337 | MS | TRAY FOR BOTTOM PLATE MTB PNL | 11
TQ52338 | MS | BOTTOM PLATE MTB PNL | 11
TQ52339##10 | MS | FULL WIDTH DOOR ASSY-1000 MTB PNL | 11
TQ52339##11 | MS | FULL WIDTH DOOR ASSY-1100 MTB PNL | 11
TQ54256 | MS | CONTROL PLATE | 11
TQ55054 | MS | CONTROL PLATE | 11
TQ56003 | MS | BASE PLATE | 11
TQ56021 | MS | BASE PLATE FOR MTG.TERM | 11
TQ58816###2 | MS | BARRIER-TOP FOR HW VFD | 11
TQ60760#LHS | MS | MTG. BRACKET | 11
TQ60760#RHS | MS | MTG. BRACKET | 11
TQ61072 | MS | BASE PLATE | 11
TQ61172 | MS | ANGLE FOR VFD | 11
TQ61193 | MS | BASE PLATE | 11
TQ61257 | MS | PARTITION | 11
TQ61807 | MS | BASE PLATE FOR MTG.TERM | 11
TQ62247 | MS | BASE PLATE- LHS & RHS | 11
TQ62365 | MS | BRACKET FOR FN100 AT RHS | 11
TQ62366 | MS | BRACKET FOR FN100 | 11
TQ64373 | MS | LHS TOP BKT | 11
TQ64374 | MS | BRACKET | 11
TQ64375 | MS | TOP BARRIER VFD | 11
TQ64376 | MS | REAR BARRIER RHS | 11
TQ64380LHSB | MS | REAR BARRIER BOTTOM LHS | 11
TQ64380RHSB | MS | REAR BARRIER BOTTOM RHS | 11
TQ64385 | MS | BOTTOM PLATE - LHS FRONT | 11
TQ64386 | MS | BOTTOM PLATE - LHS REAR | 11
TQ64387 | MS | BOTTOM PLATE - RHS FRONT | 11
TQ64388 | MS | BOTTOM PLATE - RHS REAR | 11
TQ66417 | MS | SS DOOR ASSLY-LHS HW DOOR | 11
TQ66420 | MS | SS HALF WIDTH DOOR-RHS 2430MM | 11
TQ66425##01 | MS | FAN MOUNTING BKT-FA23 | 11
TQ66425##03 | MS | DOOR-300 | 11
TQ66425##04 | MS | DOOR-400 | 11
TQ66425##06 | MS | DOOR-500 | 11
TQ66560##01 | MS | BKT FOR CAPACOTOR MTG IN CBC | 11
SH31048B2DA | Link | HBB TO DRP - CON. LINK TF900 - B | #N/A
SH31048R2DA | Link | HBB TO DRP - CON. LINK TF900 - R | #N/A
SH31048Y2DA | Link | HBB TO DRP - CON. LINK TF900 - Y | #N/A
SH31050N2DA | Link | CONNECTING LINK N | #N/A
SH31060#15A | Link | ACB CRADLE LINK - U POWER ( NEW BEZEL) | #N/A
SH31061D11A | Link | EARTH LINK COUPLING (TF9 + TQ3) | #N/A
SH31061D12A | Link | EARTH LINK COUPLING (TF9 + TQ3) | #N/A
SH31346D11A | Link | EARTH LINK COUPLING | #N/A
SH31346D12A | Link | EARTH BAR COUPLING | #N/A
SH49715B1A1 | Link | O/G LINK -B1 | #N/A
SH49715R1A1 | Link | O/G LINK -R1 | #N/A
SH49903P1A1 | Link | R & N CABLE LINK | #N/A
SZU4864B3D7 | Link | DIRECT LINK-TOP750 : OMEGA FRAME I TF9 | #N/A
SZU4864B4D7 | Link | DIRECT LINK-TOP750 : OMEGA FRAME I TF9 | #N/A
SZU4864N1D7 | Link | DIRECT LINK-TOP750 : OMEGA FRAME I TF9 | #N/A
SZU4864R3D7 | Link | DIRECT LINK-TOP750:OMEGA FRAME 1 TF9 | #N/A
SZU4864R4D7 | Link | DIRECT LINK-TOP750:OMEGA FRAME 1 TF9 | #N/A
SZU4864Y3D7 | Link | DIRECT LINK-TOP750 : OMEGA FRAME I TF9 | #N/A
SZU4864Y4D7 | Link | DIRECT LINK-TOP750 : OMEGA FRAME I TF9 | #N/A
SZU4866N1DP | Link | N LINK OMEGA FR-1 | #N/A
SZU4866N1RI | Link | N LINK-OMEGA FRAME | #N/A
TF74988##37 | Link | FR1-4P ACB+BC DR WITH 100MM COLOR AT LHS | #N/A
TF74988##38 | Link | FR1-4P ACB B/C PNL | #N/A
TF74988##39 | Link | FR1-4P ACB PNL | #N/A
TQ52215AP16 | Link | TQ BUSBAR RYBN 1ST PNL TF DIR TAP RHS | #N/A
CL00659OOOO | SPAR | R-Lock Type-1; U-POWER/OMEGA | 51
CL90359OOOO | SPAR | ECD 240V AC/ 250V DC; U-POWER/OMEGA | 51
CL90745OOOO | SPAR | Aux Contact 4NO+4NC New SIC;U-POW/OMEGA | 51
CL90816OBOO | SPAR | ShuntRel 240VAC/220-250VDC;U-POWER/OMEGA | 51
CL90817BOOO | SPAR | Closing Rel 240VAC/220-250VDC; UPOW/OMG | 51
CS90903OOOO | APFC | etaSMART-12R APFC Relay | 53
CS94580OOOO | MO | MO SIDE ADD-ON BLOCK (FIRST LEFT) | 53
CS94581OOOO | MO | MO SIDE ADD-ON BLOCK (FIRST RIGHT) | 53
CS96320BOOO | MO | MO C8.5 240 V COIL (NO) | 53
CS96321BOOO | MO | MO C12.5 240V COIL (NO) | 53
ERPML12D500 | APFC | etaCONL12; 12 stage APFC relay | 60
LTCCD310B2 | Capacitor | 10kVAR-LT STD CAP, 440V , 3 Ph | 53
LTCCF305B2 | Capacitor | 5 kVAR CYL STD DUTY CAP, 440V , 3 Ph | 53
SH00022C51R | CT VT | 5-10-15/5A 7.5VA CL1 WPL RC CT | 60
SH00022C52R | CT VT | 20-30-40/5A 7.5VA CL1 WPL RC CT | 60
SH00022C53R | CT VT | 50-60/5A 7.5VA CL1 WPL RC CT | 60
SH00024E55R | CT VT | 400-600-800/5A 15VA CL1 BPL RC CT | 60
SH00026E55R | CT VT | 400-600-800/5A 15VA CL5P10 BPL RC CT | 60
SH77087 | MS | RACKET -OEN RELAY. TF3 | 11
SH98988C04 | PKG | 19MM CRATE H=2595,W=1148,D=1227,V=0.29 | 20
SL93892OOOO | SPAR | Moving Arcing contact 800-1600 C/H, | 51
SPE0089500097 | Relay | MICOM P127BA0Z112FE0 | 60
SPE0114400050 | Timer | MICON 225,24-240V AC/DC,23GDT0,#GICEMCAT | 60
SPE0122500001 | OEN | OEN 67-7700-200 BASE WITH RETAINER CLIP | 60
SPE0148400004 | Fuse | HIGH SPEED FUSE,250A,#BUSS_HSF_MSW# | 60
SPE0180400004 | PB | ESBEE SHROUDED,RED,NOT APPLICABLE,HD15C1 | 60
SPE0182100001 | SS | EMX3 MODBUS COMM. MODULE | 60
SPE0183000083 | SS | EMX3 S/S EMX3-0097B-411 | 60
SPE0225200004 | Relay | ALSTOM RELAY:MVAJ105JA1004A | 60
SPE0241900257 | UPS | LUMINOUS UPS-LD3000- 3KVA/2400W | 60
SPE0241900260 | Communication | Luminous-IRON RACK -T20000000616 | 60
SPE0241900261 | Communication | Luminious-INTERCONN WI CABLE -T200000006 | 60
SPE0253400071 | Fuse | SQUARE BODY DIN43620(DIN 000),170M1571 | 60
SPE0276300013 | LED | LED TYPE,ANY MAKE,240V,10W | 61
SPE0293501239 | Sel Sw | SALZER S-AC STD,16A,6P,4POS SWITCH | 60
SPE0293501393 | Sel Sw | SALZER S-AC STD,16A,4P,2POS SWITCH | 60
SPE0293501394 | Sel Sw | SALZER S-AC STD,16A,2P,2POS SWITCH | 60
SPE0305500009 | OEN | OEN 67 RELAY,67AP | 60
SPE0308800019 | FAN | VBM AXIAL FAN,FA23/2014/S1/FBG | 60
SPE0322600001 | SS | SOFTSTARTER KEYPAD (995-06829-00) | 60
SPE0460300003 | Battery | BATTERY: EXIDE,SEALED MAINTENANCE FREE V | 60
SYWE924TF | Vendor | PART ASSEMBLED SWITCHBOARD | #N/A
SYWE924TQ | Vendor | PART ASSEMBLED SWITCHBOARD | #N/A
SYWE924TQMO1 | Vendor | GENERIC FEEDER | #N/A
TF74988##51 | MS | RELAY DOOR 450H 800W | 11
UW110NFDA200018042 | ACB | OMEGA FR1 1000A N 4P100%N EDO | 51
WL131010OOOO | Meter | 3P Ammeter Cl 1 | 67
WL132010OOOO | Meter | 3P Voltmeter Cl 1 | 53
CA41621EFA1 | Link | RISER R1 | #N/A
CA41621EFA2 | Link | RISER R2 | #N/A
CA41621EFA3 | Link | RISER R3 | #N/A
CA41621EFA4 | Link | RISER R4 | #N/A
CA41621EFA5 | Link | RISER R5 | #N/A
CA41621EFA6 | Link | RISER R6 | #N/A
CA41621EFB1 | Link | RISER Y1 | #N/A
CA41621EFB2 | Link | RISER Y2 | #N/A
CA41621EFB3 | Link | RISER Y3 | #N/A
CA41621EFB4 | Link | RISER Y4 | #N/A
CA41621EFB5 | Link | RISER Y5 | #N/A
CA41621EFB6 | Link | RISER Y6 | #N/A
CA41621EFC1 | Link | RISER B1 | #N/A
CA41621EFC2 | Link | RISER B2 | #N/A
CA41621EFC3 | Link | RISER B3 | #N/A
CA41621EFC4 | Link | RISER B4 | #N/A
CA41621EFC5 | Link | RISER B5 | #N/A
CA41621EFC6 | Link | RISER B6 | #N/A
CA41622BQA1 | Link | DROPPER R1 | #N/A
CA41622BQA2 | Link | DROPPER R2 | #N/A
CA41622BQB1 | Link | DROPPER Y1 | #N/A
CA41622BQB2 | Link | DROPPER Y2 | #N/A
CA41622BQC1 | Link | DROPPER B1 | #N/A
CA41622BQC2 | Link | DROPPER B2 | #N/A
CA41622BQD1 | Link | DROPPER N1 | #N/A
CA41623XXD4 | Link | NEUTRAL ISOLATION LINK_3K_BC_CU_OM | #N/A
CA41623XXD5 | Link | NEUTRAL ISOLATION LINK_3K_BC_CU_OM | #N/A
CA41623XXD6 | Link | NEUTRAL ISOLATION LINK_3K_BC_CU_OM | #N/A
CA41624XXD2 | Link | NEUTRAL LINK 2 | #N/A
CA41624XXD3 | Link | NEUTRAL LINK 3 | #N/A
CA41624XXD4 | Link | NEUTRAL LINK_3K_BC_CU_OM | #N/A
CA41687UY36 | Link | PCC HZ. EARTH BAR-CU-440, 440, 440 | #N/A
CA41687UY40 | Link | PCC HZ. EARTH BAR-CU-440, 300, 440 | #N/A
CA41687UY68 | Link | PCC HZ. EARTH BAR-CU-600, 300 | #N/A
CA41687UY71 | Link | PCC HZ. EARTH BAR-CU-440, 440 | #N/A
CA41687UY74 | Link | PCC HZ. EARTH BAR-CU-300, 600 | #N/A
CA41735XXXX | Link | MINIBUS | #N/A
CA41912ZEJ1 | Link | FISH PLATE 1 (2:10X50)_CU | #N/A
CA41912ZEJ2 | Link | FISH PLATE 2 (2:10X50)_CU | #N/A
CA42561XXXX | Link | isolation link fr2_cu_om | #N/A
CA42698XXXX | Link | ISOLABLE NEUTRAL LINK 3PN | #N/A
CA42723ALA1 | Link | FR1 DIRECT LINK-CU-OMEGA-R1-310BB-440W | #N/A
CA42723ALA2 | Link | FR1 DIRECT LINK-CU-OMEGA-R2-310BB-440W | #N/A
CA42723ALB1 | Link | FR1 DIRECT LINK-CU-OMEGA-Y1-310BB-440W | #N/A
CA42723ALB2 | Link | FR1 DIRECT LINK-CU-OMEGA-Y2-310BB-440W | #N/A
CA43041XXX1 | Link | VERTICAL OUTGOING LINK 440W OMEGA | #N/A
CA43041XXX2 | Link | VERTICAL OUTGOING LINK 440W OMEGA | #N/A
CA43041XXX4 | Link | VERTICAL OUTGOING LINK 440W OMEGA | #N/A
CA43041XXX5 | Link | VERTICAL OUTGOING LINK 440W OMEGA | #N/A
CA43042XXX1 | Link | VERTICAL OUTGOING LINK 440W OMEGA | #N/A
CA43042XXX2 | Link | VERTICAL OUTGOING LINK 440W OMEGA | #N/A
CA43044XXX1 | Link | OG LINK1-FR1-440W-BY | #N/A
CA43044XXX2 | Link | OG LINK2-FR1-440W-BY | #N/A
CA43045XXX1 | Link | OG LINK1-FR1-440W-R | #N/A
CA43045XXX2 | Link | OG LINK2-FR1-440W-R | #N/A
CA43323UV43 | Link | 440W HALF VEB (6 X 38 CU) 2400_310 | #N/A
CA43324UXXX | Link | ACB CRADLE -440 HT VEB LINK CU | #N/A
CA43326ALG1 | Link | FR1 DIRECT LINK-CU-OMEGA-B-440W | #N/A
CA43326ALG2 | Link | FR1 DIRECT LINK-CU-OMEGA-B-440W | #N/A
CA43327XXX2 | Link | L LINK 440W PANEL OMEGA BREAKER-310BB | #N/A
CA43331ALH2 | Link | Direct link-n2-cu-fr1-omege-440w-310BB | #N/A
CA43332ALD2 | Link | Neutral ic connector link 3 pn-440w N-2 | #N/A
CA43333ALD1 | Link | Neutral og connector link 3 pn-440w N-1 | #N/A
CA43335XXXX | Link | HOR EARTHBAR-CABLE LINK | #N/A
CA43336XXX2 | Link | EARTH BAR CONNECTING VERT-LINK | #N/A
CA43337XXXX | Link | neutral og cable link -440w | #N/A
CA43816XXXX | Link | CU SPACER-25X5 | #N/A
CA44003B060 | Link | BUSBAR 10X50 CU | #N/A
CA44003G060 | Link | BUSBAR - 10 X 50 CU - 600L | #N/A
CA44003G070 | Link | BUSBAR - 10 X 50 CU - 700L | #N/A
CA44003G088 | Link | BUSBAR - 10 X 50 CU - 880L | #N/A
CA44003G090 | Link | BUSBAR - 10 X 50 CU - 900L | #N/A
CA44003G118 | Link | BUSBAR - 10 X 50 CU - 1180L | #N/A
CA44003G132 | Link | BUSBAR - 10 X 50 CU - 1320L | #N/A
CA44004B060 | Link | HBB | #N/A
CA44004G060 | Link | BUSBAR - 10 X 100 CU - 600L | #N/A
CA44004G070 | Link | BUSBAR - 10 X 100 CU - 700L | #N/A
CA44004G088 | Link | BUSBAR - 10 X 100 CU - 880L | #N/A
CA44004G090 | Link | BUSBAR - 10 X 100 CU - 900L | #N/A
CA44004G118 | Link | BUSBAR - 10 X 100 CU - 1180L | #N/A
CA44004G132 | Link | BUSBAR - 10 X 100 CU - 1320L | #N/A
CA45157XXX1 | Link | TOP ADAPTER FR2 - 3200A | #N/A
CA45157XXX2 | Link | TOP ADAPTER FR2 - 3200A | #N/A
CA45157XXX3 | Link | TOP ADAPTER_3200A_CU | #N/A
CA45157XXX4 | Link | TOP ADAPTER_3200A_CU | #N/A
CA45158XXX1 | Link | I/C VERTICAl LINK_3200A | #N/A
CA45159XXB1 | Link | DL CONNECTOR 3200A | #N/A
CA45159XXB2 | Link | DL CONNECTOR 3200A | #N/A
CA45159XXB3 | Link | DL CONNECTOR 3200A | #N/A
CA45159XXB4 | Link | DL CONNECTOR 3200A | #N/A
CA45159XXR1 | Link | DL CONNECTOR 3200A | #N/A
CA45159XXR2 | Link | DL CONNECTOR 3200A | #N/A
CA45159XXR3 | Link | DL CONNECTOR 3200A | #N/A
CA45159XXR4 | Link | DL CONNECTOR 3200A | #N/A
CA45159XXY1 | Link | DL CONNECTOR 3200A | #N/A
CA45159XXY2 | Link | DL CONNECTOR 3200A | #N/A
CA45159XXY3 | Link | DL CONNECTOR 3200A | #N/A
CA45159XXY4 | Link | DL CONNECTOR 3200A | #N/A
CA45160X310 | Link | DIRECT LINK TO HBB 3200A | #N/A
CA45162XXX1 | Link | BOTTOM ADAPTOR 3200A | #N/A
CA45162XXX2 | Link | BOTTOM ADAPTOR 3200A | #N/A
CA45162XXX3 | Link | BOTTOM ADAPTOR 3200A | #N/A
CA45162XXX4 | Link | BOTTOM ADAPTOR 3200A | #N/A
CA45164XXX1 | Link | OG LINK 3200A CU | #N/A
CA45165XXT1 | Link | FR3-OG-TOPDUCT-LINK-1260D | #N/A
CA45165XXT2 | Link | FR3-OG-TOPDUCT-LINK-1260D | #N/A
CA45191XXXX | Link | RISER SPACER 4000A BC_OM | #N/A
CA45193XX31 | Link | NEUTRAL ADAPTER 4000A AL 3P_OM | #N/A
CA45193XX32 | Link | NEUTRAL ADAPTER 4000A AL 3P_OM | #N/A
CA45193XX33 | Link | NEUTRAL ADAPTER 4000A AL 3P_OM | #N/A
CA45194XXXX | Link | NEUTRAL ISOLATION LINK WO CT 4000A CU | #N/A
CA45195XXX1 | Link | NEUTRAL OG LINK 4000A CU | #N/A
CA45195XXX2 | Link | NEUTRAL OG LINK 4000A CU | #N/A
CA46044XX1C | Link | VERTICAL LINK - 1- 310BB-CU-80PITCH | #N/A
CA46044XX3C | Link | VERTICAL LINK - 2- 310BB-CU-80PITCH | #N/A
CA46375XX5C | Link | VERTICAL CONNECTOR1_CU-R PH-310BB_1-80P | #N/A
CA46375XX6C | Link | VERTICAL CONNECTOR1_CU-R PH-310BB_2-80P | #N/A
CA46566XXXXGF | Link | DN2 4P SPREADER RY | #N/A
CA46567XXXXGF | Link | DN2 4P SPREADER BN | #N/A
CA46855XXX4 | Link | Horizontal earth bar -SF | #N/A
CA47003XX11 | Link | 80 PITCH VER EARTHBAR 2400H-310BB -CU | #N/A
CA47164XXXX | Link | NEUTRAL LINK 1 | #N/A
CA47165XXXX | Link | INCOMING TERMINAL N LINK | #N/A
CA47166XXX1 | Link | MCCB INCOMING LINK | #N/A
CA47166XXX2 | Link | MCCB INCOMING LINK | #N/A
CA47166XXX3 | Link | MCCB INCOMING LINK | #N/A
CA47166XXX4 | Link | MCCB INCOMING LINK | #N/A
CA47166XXX5 | Link | MCCB INCOMING LINK | #N/A
CA47167XXX1 | Link | INCOMING TERMINAL LINK | #N/A
CA47167XXX2 | Link | INCOMING TERMINAL LINK | #N/A
CA47167XXX3 | Link | INCOMING TERMINAL LINK | #N/A
CA47167XXX4 | Link | INCOMING TERMINAL LINK | #N/A
CA47167XXX5 | Link | INCOMING TERMINAL LINK | #N/A
CA47167XXX6 | Link | INCOMING TERMINAL LINK | #N/A
CA47183XXXXGF | Link | Spreader Y | #N/A
CA47184XXXXGF | Link | SPREADER B | #N/A
CA47185XXX1 | Link | MCCB LINK 2 | #N/A
CA47185XXX2 | Link | MCCB LINK 2 | #N/A
CA47367XXX1 | Link | HEB2VEB LINK-900x1000-2400/310-80DRP | #N/A
CA47375XXX2TF | Link | 135A RCE TERM ADAPTOR DIA 10.3 | #N/A
CA47583XXX3 | Link | N- Z-LINK-2-10X50 BUS-10X30 DPR CU | #N/A
CA47735XXX1 | Link | PCC HEB FISHPLATE WITH700W | #N/A
TH45687XXXX | Link | Isolable Link N | #N/A
CA71005C4XX | MS | BOTTOM PLATE-FRONT | 11
CA71006B31X | MS | TOP PLATE-REAR | 11
CA71006B36X | MS | TOP PLATE | 11
CA71006B41X | MS | TOP PLATE (400 X 1000) | 11
CA71006B46X | MS | TOP PLATE (400 WIDE, 600 DEEP) | 11
CA71006B61X | MS | TOP PLATE-REAR(600 X 1000) | 11
CA71198XXXX | MS | BREAKER MOUNTING PLATE 600 WIDTH PANEL | 11
CA71209XX4X | MS | TERMINAL COMP. PARTITION - 440 W | 11
CA71284B63X | MS | TOP PLATE - AOC | 11
CA71285C63X | MS | BOTTOM PLATE - AOC | 11
CA71656XXXX | MS | SUPPORTING CHANNEL FOR DROPPER | 11
CA71657XXXX | MS | DROPPER CLAMP CHANNEL 4000A CU BC_OM | 11
CA71676XXXX | MS | MINIBUS SPRT CHANNEL_2 4000A CU BC_OM | 11
CA71782RXXX | MS | ENDCOVER TOP | 11
CA72010X6XX | MS | INTERCMPRT PRTN-600W ( B/C RELAY PANEL) | 11
CA72011X656 | MS | VERTICAL BASEPLATE FOR BC | 11
CA72151C6XR | MS | BOTTOM PLATE FRONT-RHS | 11
CA72152C6XL | MS | BOTTOM PLATE FRONT-LHS | 11
CA72161XXXX | MS | BRACKET | 11
CA72177A410 | MS | Rear bottom plate | 11
CA72177C610 | MS | REAR BOTTOM PLATE | 11
CA72217AX56 | MS | Structural component | 11
CA72218XX56 | MS | BASE PLATE VT MODULE 1 | 11
CA72653X6XX | MS | A-COMPT PARTITION-600 W | 11
CA72810XXX2 | MS | OG LINK SUPPORTING CHANNEL - FR1 | 11
CA72817XXX2 | MS | SPRT BRACKET 2 FOR DLINK-CU-FR1 | 11
CA72817XXX3 | MS | SPRT BRACKET 3 FOR DLINK-CU-FR1 | 11
CA72895D63X | MS | Structural component | 11
CA72949XXXX | MS | REAR IP BARRIER 1000 D,310 B.C,2400 HT | 11
CA72970XXXX | MS | MINIBUS EXTRA SUPPORT CHANNEL1 | 11
CA72972XXXX | MS | EXTRA SUPPORT CLAMP CHANNEL2 | 11
CA73162XXXX | MS | MNIBUS SUPPORTING CHANNEL | 11
CA73168XXXX | MS | MNIBUS SUPPORTING CHANNEL | 11
CA73169XXXX | MS | MNIBUS SUPPORTING CHANNEL | 11
CA73221XXXX | MS | iso neutral supporting bracket-440w | 11
CA73222QXX1 | MS | Ic link rear partition-440w-fr1 tpn slot | 11
CA73223QXX1 | MS | Top og vert. parttion-440W-with slots | 11
CA73224XXXX | MS | iso neutral cable support bracket | 11
CA73225PX44 | MS | hbb below partition-440w | 11
CA73227QXX3 | MS | SLOTTED REAR PARTITION3 | 11
CA73228QX44 | MS | IC BARRIER-IP40 | 11
CA73228QX46 | MS | IC BARRIER - IP 40 | 11
CA73229XXXX | MS | og supporting bracket-440w | 11
CA73231QXX1 | MS | N-og-partition-top-440w WITH SLOTS | 11
CA73233QXX1 | MS | N-og-partition-bot-440w-WITH SLOTS | 11
CA73234QXX1 | MS | N1-BOTTOMOG VERT PARTITION-440W-2200-410 | 11
CA73236XXX1 | MS | ACB FR LET PARTITION-440W | 11
CA73271P474 | MS | VERTICAL BASE PLATE_GMR | 11
CA73305XXXX | MS | FR1 440W ACB BASE PLATE | 11
CA73307XXXX | MS | SHROUD FIXING CHANNEL 2-FR1 | 11
CA73405QXX1 | MS | IC LINK REAR PARTITION LEFT1-440W FR1 | 11
CA73406XXXX | MS | IC LINK REAR PARTITION RIGHT-440W FR1 | 11
CA73658D4X1 | MS | A COMPARTMENT VERT BASE PLATE-FR2 | 11
CA74003A433 | MS | DROPPER CHANNEL 2 - 433 MM | 11
CA74051F4XX | MS | AUX BUS BASE PLATE | 11
CA74051F7XX | MS | AUX BUS BASE PLATE (700W) | 11
CA74052Q4XX | MS | AUX BUS PARTITION -HORIZONTAL | 11
CA74060F4XX | MS | AUX BUS BASE PLATE - HORIZONTAL | 11
CA74351XXXX | MS | EXTRA SUPPORT MOUNTING PLATE | 11
CA75005XXXX | MS | CLMP CHNL OG CU NEUTRAL | 11
CA75031XXXX | MS | OG SUPPORTING BRACKET | 11
CA75692X600 | MS | CLAMP CHANEEl FOR DIRECT LINK | 11
CA75693X600 | MS | SPRTNG CHNL OG LINK 3200A CU | 11
CA75694XXXX | MS | BUSCOUPLER SHROUD | 11
CA75695X600 | MS | OG SUPPORTING CHANEL FR2 4P | 11
CA75696XXXX | MS | SUPPORT CLAMP | 11
CA75697XXX2 | MS | OG LINK SUPPORTING CHANNEL(REAR) | 11
CA75699XX61 | MS | BUSBAR PARTITION 310BC | 11
CA75720X601 | MS | REAR PARTITION - HBB - 80KA | 11
CA75720X602 | MS | REAR PARTITION - HBB - 80KA | 11
CA75727XXX1 | MS | DROPPER PARTITION | 11
CA75728XXXX | MS | OG LINK SUPPORTING CHANNEL(REAR) | 11
CA76217PSXX | MS | TOP PLATE_FRONT_RCE | 11
CA76218PSXX | MS | TOP PLATE_REAR_RCE | 11
CA76812XXX3T16 | MS | INTER PANEL PARTITION FRONT RCE2200-310 | 11
CA76853XX15T16 | MS | INTER PANEL PARTITION (80 PITCH) 2200-41 | 11
CA77120Q7XX | MS | ABB BOTTOM BASE PLATE-HORIZONTAL-MCC | 11
CA77121Q7XX | MS | ABB MIDDLE BASE PLATE-HORIZONTAL-MCC | 11
CA77141XXX4 | MS | SIDE PLATE RHS 560F | 11
CA77142XXX4 | MS | SIDE PLATE LHS 560F | 11
CA77142XXX5 | MS | SIDE PLATE LHS 640F | 11
CA77572XXXX | MS | CT FIXING BRACKET | 11
CA77575XXXX | MS | GUTKA BRACKET | 11
CA77986XXX3T16 | MS | INterpanel Barrier RHS | 11
CA78570X7XX | MS | AUX BUS TOP SHROUD | 11
CA78574XXX1 | MS | SIDE BARRIER | 11
CA78574XXX7 | MS | SIDE BARRIER | 11
CA78574XXX8 | MS | SIDE BARRIER | 11
CA78575XXX4 | MS | GLAND PLATE-TYPE-1 FEEDER | 11
CA78577XXX7 | MS | GLAND PLATE-135A FEEDER | 11
CA78578XXX1T2 | MS | VACANT FEEDER REAR SHROUD-RCE | 11
CA78608XXXX | MS | 80H VACANT SHROUD-RCE | 11
CA78801XXXX | MS | DZ2 240FW FRONT BASEPLATE | 11
CA78802XXXX | MS | DZ2 240FW REAR BASEPALTE | 11
CA91011G360 | MS | DOOR ASSY VACANT 300W X 600H | 11
CA91011G656 | MS | DOOR ASSY VACANT 600W X 560H | 11
CA91011G660 | MS | DOOR ASSY VACANT 600W X 600H | 11
CA91114T632 | MS | COVER TOP/BTM WITH LOUVERS (600W, 310BC) | 11
CA91500B6XFF | MS | HOOD ASSEMBLY 600W FRONT-UNF | 11
CA91541G6XX | MS | RR DOR ASSY WTH LOVRS(600Wx2400H,310BC) | 11
CA91708XXXX | MS | TOP WIDTHWISE SUPPORTING ASSY 600W | 11
CA91712XXXX | MS | L SHAPE WIDTHWISE CHANNEL ASSEMBLY-600W- | 11
CA96138DKTX | MS | REAR DOOR ASSEMBLY | 11
CA96413DDF0 | MS | DN3 HANDLE CUTOUT DOOR- 560H | 11
CA97376XXX5 | MS | BUSBAR ZONE DOOR ASSY - 80P | 11
CA98001XXX1 | MS | DZ SCPD HANDLE CUTOUT DOOR ASSEMBLY | 11
ST37385 | MS | BASEPLATE DRAWOUT GNFC | 11
TH32249XXXX | MS | BRACKET | 11
TH37316XXXX | MS | REAR BC DROPPER - TOP LHS SHROUD | 11
TH37317XXXX | MS | REAR BC DROPPER - BOTTOM LHS SHROUD | 11
TH37318XXXX | MS | REAR BC DROPPER - TOP RHS SHROUD | 11
TH37319XXXX | MS | REAR BC DROPPER - BOTTOM RHS SHROUD | 11
TH37320XXXX | MS | L BRACKET - BC REAR SHROUD FIXING | 11
TH72154XXXX | MS | DN250 560F FRONT BASEPLATE | 11
TH72601XXXX | MS | BASE PLATE PT DRAWOUT-FN63 | 11
TH73137XX44 | MS | DOOR-640 | 11
TH75001X279 | MS | CONTROL PLATE | 11
TH75001X421 | MS | CONTROL PLATE | 11
TH76064X660 | MS | A COMP BP DROPPER PNL | 11
TH76213XXXX | MS | 1 - DPMCB + THERMOSTAT MTG BKT | 11
TH76672XX1B | MS | END COVER - BOTTOM, LEFT | 11
TH77000X656 | MS | Vertical Baseplate FOR C COMP WITH VT | 11
TH77099XX4X | MS | WIDTHWISE CABLE SUPPORT BRACKET - 440W | 11
TH77355XXXX | MS | C-COMP I/C BARRIER FOR 440W | 11
TH77356XXXX | MS | BRACKET FOR FIXING IC BARRIER C COMP 440 | 11
TH77602X56X | MS | VERTICAL SUPPORT | 11
TH78138X202 | MS | 440W 660H ACB DOOR 5: TYPE A | 11
TH78138X250 | MS | FEEDER DOOR - 600W 860 H - 7SR224+1:TYPE | 11
TH78138X252 | MS | FEEDER DOOR - 600W 860 H - 7SR224+2:TYPE | 11
TH78208X037 | MS | RELAY DOOR - 440W 740H | 11
TH78208X040 | MS | RELAY DOOR - 440W 740H | 11
TH78208X391 | MS | RELAY DOOR 600W 320H | 11
TH79031X360 | MS | A COMP PARTITION EXTRA HBB SUPPORT | 11
TH79032Q3XX | MS | REAR BUSBAR SHIELD - 300 W 1000 D | 11
CA54014UHBB | PR | HBB SUPPORT 10X50-SLEEVED | #N/A
CA56093FZFX | PR | CAM-FN 63 | #N/A
CA56163XXXX | PR | TERMINAL SUPPORT | #N/A
CA61035XXXX | PR | PULTRUDED SPRT FR2 CU 3P_OM | 40
CA61037XXXX | PR | PULTRUD SUPPORT FOR 440W OMG BRKR | 40
CA61749XXXX | PR | PULTRUDED SUPPORT FOR NEUTRAl LINK | 40
CA64024XXXX | PR | NUT PLATE ( 10X50 BUS ) | #N/A
CA64025XXXX | PR | PRESSURE PLATE ( 10X50 BUS ) | #N/A
CA65003XXX1 | PR | DIRECT LINK_3200A_ PULTRUTED SUPPORT | 40
CA66107XXX1 | PR | Pressure Plate and Nut Plate 10X50 | #N/A
CA71558A071 | PR | lifting angle 700w | 61
CA72945XX21 | PR | JOINT SHROUD | 40
CA72945XX24 | PR | JOINT SHROUD | 40
CA76286FYDX | PR | CONNECTOR - VERTICAL EARTH BAR | #N/A
CA77984XXX2 | PR | HORI PHASE BARRIER-700W-WO-SUPPORT | #N/A
TH50160XX15 | PR | BOOTS_CA97267XXXX_TYPE_2 | #N/A
TH50160XX17 | PR | BOOTS_CA97267XXXX_TYPE_4 | #N/A
AU10S20E53C | MCB | AU-10 MCB 10kA Standard 2P C0.5 30° | 53
BB20010C | MCB | MCB 2P 1A "C" Curve 10kA | 53
CA41687UY32 | Link | PCC HZ. EARTH BAR-CU-440, 600, 440 | #N/A
CA42721ALA1 | Link | FR1 DIRECT LINK-CU-OMEGA-R1-310BB-600W | #N/A
CA42721ALA2 | Link | FR1 DIRECT LINK-CU-OMEGA-R2-310BB-600W | #N/A
CA42721ALB1 | Link | FR1 DIRECT LINK-CU-OMEGA-Y1-310BB-600W | #N/A
CA42721ALB2 | Link | FR1 DIRECT LINK-CU-OMEGA-Y2-310BB-600W | #N/A
CA42721ALC1 | Link | FR1 DIRECT LINK-CU-OMEGA-B1-310BB-600W | #N/A
CA42721ALC2 | Link | FR1 DIRECT LINK-CU-OMEGA-B2-310BB-600W | #N/A
CA44003G148 | Link | BUSBAR - 10 X 50 CU - 1480L | #N/A
CA44004G148 | Link | BUSBAR - 10 X 100 CU - 1480L | #N/A
CA56126XXXX | PR | 80-PTCH PH. BARRIER PH-PH 240H | #N/A
CA61633XXX2 | PR | PULTRUDED SUPPORT FR2 4P_OM2 | 40
CA71006B66X | MS | TOP PLATE (600 WIDE, 600 DEEP) | 11
CA73246QX10 | PR | SLOTTED REAR PARTITION | 40
CA73660XXX2 | PR | FR3-BC-MINIBUS SUPPORT BOTTOM-1 | #N/A
CA73828XXXX | PR | FRONT LHS PARTITION-FR1-3P-600W | 40
CA78177XXXX | PR | CONTACT ARM. | #N/A
CA91001C61XSS | MS | BASE FRAME - 600 W X 1000 D - SS | 11
CA91011G686 | MS | DOOR ASSY VACANT 600W X 860H | 11
CA94036XXXX | PR | INTEGRAL SCREW-M8X25 HEX HEAD SLOTTED | #N/A
CL60031OOOO | SPAR | Cradle Terminal Fr1;OMEGA | 51
CL91184OOOO | SPAR | Jaw Contact Assy Fr1, Fr2, Fr3;OMEGA | 51
CL92414OOOO | SPAR | Rear Housing Fr2-4P;OMEGA | 51
CM92065OOOOBG | DN | DN2-250S (40A) 3 Pole MCCB with MTX 3.0 | 52
CS94980AOOO | MNX | MNX 22 CONTACTOR-3M + 1NO-110V, 50Hz | 53
CS965662OOO | MDX | MDX 3P 18A(AC3) 1NO 220V DC (BF1810D) | 53
CS96569OOOO | MDX | Top AOB MDX 22E (9-110A) (BFX10 22) | 53
DZ1T0063NXD1AOOOO | DZ | MCCB dsine DZ1-160N 63A 3P 50kA VTVM | 52
EM90209OOOO | DZ | ACC DSINE DZ1 EXTENDED ROH | 52
SPE0023400030 | Meter | VOLTMETER MOVING IRON (AC),0-500V,AE | 60
SPE0047700078 | CT VT | VT 400R3 / 110R3 V CL 0.5/3P | 60
SPE0117802738 | CT VT | 400A/1A,10VA,CL0.5,RESIN CAST (CLASS-E) | 60
SPE0117802742 | CT VT | 3200A/1A,10VA,CL0.5,RESIN CAST (CLASS-E) | 60
SPE0117802743 | CT VT | 3200A/1A,10VA,CL0.5,RESIN CAST (CLASS-E) | 60
SPE0123801657 | CT VT | 630A/1A,10VA,5P20 CT | 60
SPE0123801839 | CT VT | 400A/1A,10VA,5P20 CT | 60
SPE0123801840 | CT VT | 1000A/1A,10VA,5P20 CT | 60
SPE0123801846 | CT VT | 3200A/1A,10VA,5P20 CT | 60
SPE0123801847 | CT VT | 3200A/1A,10VA,5P20 CT | 60
SPE0123801850 | CT VT | 1000A/1A,10VA,5P20 CT | 60
SPE0126200059 | MCB | C60H, DC,2P,1A | 60
SPE0129900002 | TTB | ALSTOM MAKE MMLB01 TEST PLUG | 60
SPE0144800032 | TRANSDUCER | AE VOLT TR,220V DC,4 - 20 mA | 60
SPE0145000009 | TRANSDUCER | AE CR TR.,220V DC,4 - 20 mA | 60
SPE0162400019 | MCB | ABB MCB:S202M-C2DC | 60
SPE0202200003 | PLUG & SOCKET | PLUG 13A UAE TYPE PLUG BS1363 | 60
SPE0202800003 | PLUG & SOCKET | SOCKET 13A/10A/6A,240VAC COMBI-22070 | 60
SPE0228700250 | CT VT | CONTROL TRAFO, 2000 VA, 400 V/110 V | 60
SPE0228700294 | CT VT | CONTROL TRAFO, 2000 VA, 400 V/230 V | 60
SPE0247800005 | Relay | 1:O/C-NON-DIRECTIONAL,7SR1103-1HA12-1CA0 | 60
SPE0293500890 | Sel Sw | SALZER D-DC STD,16A,2P,4POS SWITCH | 60
SPE0293501137 | Sel Sw | SALZER D-DC STD,16A,8P,4POS SWITCH | 60
SPE0293501193 | Sel Sw | SALZER D-DC STD,16A,6P,4POS SWITCH | 60
SPE0293501194 | Sel Sw | SALZER D-DC STD,16A,4P,4POS SWITCH | 60
SPE0293501201 | Sel Sw | SALZER S-AC STD,16A,4P,4POS SWITCH | 60
SPE0293501402 | Sel Sw | SALZER D-DC STD,16A,3P,4POS SWITCH | 60
SPE0293501433 | Sel Sw | SALZER S-AC STD,16A,2P,4POS SWITCH | 60
SPE0307700045 | Meter | 444(with RS485 COMM PORT),57.7V-240V AC, | 60
SPE0340800016 | Relay | 7SR224-7SR2244-2BA12-0CD0 | 60
SPE0340800023 | Relay | SIEMENS RLY-7SR2244-3BA12-0CD0 | 60
SPE0341400016 | Relay | 7SJ66 RELAY- 7SJ6612-5EB90-1HF0-L0D | 60
SPE0418700003 | OEN | SALZER RELAY:MKP-3P-24-_-XXX | 60
SPE0425600002 | OEN | RELAY BASE:MK11C FOR 3P | 60
ST41908OOOO | MOG | MPCB Rotary 0.63-1.0,100kA(MOG-H1-0100) | 65
ST51630X162 | MS | 1000 W 820 H DOOR ASSY | 11
SYWT009TS | Vendor | PART ASSEMBLED SWITCHBOARD | #N/A
SYWT009TX | Vendor | PART ASSEMBLED SWITCHBOARD | #N/A
SYWT009TXMO1 | Vendor | GENERIC FEEDER | #N/A
TH36305XXXAT3 | MS | F C E FRONT BOTTOM PLATE LEFT | 11
TH36306XXXAT3 | MS | F C E FRONT BOTTOM PLATE LEFT | 11
TH36307XXXAT3 | MS | BOTTOM PLATE | 11
TH36308XXXX | MS | BOTTOM PLATE | 11
TH36575XXXX | MS | FRONT IINTER PANEL BARRIER | 11
TH36576XXXX | MS | REAR IP BARRIER 1000 D,310 B.C,2400 HT - | 11
TH37326XX6X | PR | TOP 6000W - BC REAR SHROUD | 40
TH37327XX6X | PR | BOTTOM 600W - BC REAR SHROUD | 40
TH38805XXXX | MS | NEUTRAL SUPPORT BKT | 11
TH38828XXXX | MS | CT ARRESTING BRACKET | 11
TH41092KLH2CU | Link | DIRECT LINK NEUTRAL 3PN | #N/A
TH41094XXX1CU | Link | NEUTRAL IC CONNECTOR LINK | #N/A
TH41100XXX3CU | Link | CONN LINK - NEUTRAL OG - 3 | #N/A
TH41101XXB1CU | Link | VERTICAL OG LINK - B1 | #N/A
TH41101XXR2CU | Link | VERTICAL OG LINK - R2 | #N/A
TH41101XXY2CU | Link | VERTICAL OG LINK - Y2 | #N/A
TH42284XXDD | Link | NEUTRAL SPACER | #N/A
TH44964XXXX | Link | CONN LINK HOR BW - ISO &amp; VERT LINK | #N/A
TH44965XXXX | Link | VERTICAL NEUTRAL ISOLATION LINK | #N/A
TH44966XXXX | Link | OG CABLE LINK F&amp;amp;R | #N/A
TH44971XXXX | Link | ISO NEUTRAL LINK | #N/A
TH77260XXXX | Link | ISO- NEUTRAL SUPPORTING BRACKET - TOP | #N/A
TH77261XXXX | Link | ISO- NEUTRAL SUPPORTING BRACKET - BOT | #N/A
TH77263XXXX | Link | OG VERTICAL LINK SUPPORT TP | #N/A
TH77264XXXX | Link | OG VERTICAL LINK SUPPORT TP | #N/A
TH78208X406 | MS | RELAY DOOR 600W 320H | 11
TH78208X407 | MS | RELAY DOOR 440W 320H | 11
TH78208X431 | MS | DOOR 440W 740H 2:7SR11 | 11
TH90148XXX1 | IC OG Contact | INCOMING CONTACT SYSTEM 135A-DP | 71
TH90148XXX2 | IC OG Contact | Power terminals 135A Outgoing-DP | 71
TH90148XXX3 | IC OG Contact | 135A Customer Terminals-DP | 71
UW108NXBA200018287 | ACB | OMEGA FR1 800A N 3P EBR | 51
UW108NXC0000018297 | ACB | OMEGA FR1 800A N 3PCR | 51
UW110NXBA200018288 | ACB | OMEGA FR1 1000A N 3P EBR | 51
UW110NXC0000018298 | ACB | OMEGA FR1 1000A N 3PCR | 51
UW232SXBA200018286 | ACB | OMEGA FR2 3200A S 3P EBR | 51
UW232SXC0000018294 | ACB | OMEGA FR2 3200A S 3PCR | 51
UW232SXC0000018296 | ACB | OMEGA FR2 3200A S 3PCR | 51
WC500021OOOO | Meter | MFM 5000 LCD meter Cl 0.5 with RS485 | 53
XR00129FZXX | PR | MS REVET | 61
CA41687UY26 | Link | PCC HZ. EARTH BAR-CU-600, 300, 300 | #N/A
CA41687UY55 | Link | PCC HZ. EARTH BAR-CU-300, 300, 600 | #N/A
CA43336XXX1 | Link | EARTH BAR CONNECTING VERT-LINK | #N/A
CA46644XXX1 | Link | OUTGOING LINK 1 B | #N/A
CA46644XXX2 | Link | OUTGOING LINK 1 Y | #N/A
CA46645XXX1 | Link | OUTGOING LINK 2 R | #N/A
CA46645XXX2 | Link | OUTGOING LINK 2 N | #N/A
CA46648XXXXGF | Link | DN3 SIDE SPREADER | #N/A
CA46649XXXXGF | Link | DN3 MID SPREADER | #N/A
CA47231XXX1 | Link | MCCB Link | #N/A
CA47231XXX2 | Link | MCCB Link | #N/A
CA47231XXX3 | Link | MCCB Link | #N/A
CA47231XXX4 | Link | MCCB Link | #N/A
CA47231XXX5 | Link | MCCB Link | #N/A
CA47232XXXX | Link | MCCB Outgoing B Link | #N/A
CA47234XXXXGF | Link | MCCB OG R Spreader | #N/A
CA47235XXX1 | Link | Terminal Link | #N/A
CA47235XXX2 | Link | Terminal LInk | #N/A
CA47235XXX3 | Link | Terminal Link | #N/A
CA47235XXX4 | Link | Terminal Link | #N/A
CA47235XXX5 | Link | Terminal Link | #N/A
CA47236XXX1 | Link | Incoming Terminal Link | #N/A
CA47236XXX2 | Link | Incoming terminal Link | #N/A
CA47236XXX3 | Link | Incoming terminal Link | #N/A
CA47253XXX1 | Link | Incoming Link Phase | #N/A
CA47253XXX2 | Link | Incoming Link Phase | #N/A
CA47253XXX3 | Link | Incoming Link Phase | #N/A
CA47254XXXX | Link | Incoming Link N | #N/A
CA47255XXXX | Link | Outgoing LInk B | #N/A
CA47256XXXX | Link | Outgoing Link N1 | #N/A
CA47257XXXX | Link | Outgoing Link R | #N/A
CA47258XXXX | Link | Outgoing Link Y | #N/A
CA54043XXX1 | PR | TWIN BELLOW 44mm | #N/A
CA64020X150 | PR | TUBE - 169.8 mm | #N/A
CA65003XXX2 | PR | DIRECT LINK_3200A_ PULTRUTED SUPPORT | 40
CA71558A007 | PR | Lifting Angle (440+440+0) | 61
CA71558A020 | PR | Lifting Angle (600+300+300) | 61
CA71558A027 | PR | Lifting Angle (440+440+440) | 61
CA71760X4XX | PR | ACB PARTITION 440W POLYCARBONATE | 40
CA71760X6XX | PR | ACB PARTITION 600W | 40
CA71883XXX3 | PR | RISER PARTITION- POLYCARBONATE | 40
CA71884XXX3 | PR | PARTITION IN FRONT OF OG LINK | 40
CA72944XXX2 | PR | SUPPORT JOINT SHROUD 2 | 40
CA72944XXX7 | PR | SUPPORT 7-JOINT SHROUD | 40
CA72945XXX4 | PR | JOINT SHROUD 4 | 40
CA72945XXX6 | PR | JOINT SHROUD 6 | 40
CA72987XX62 | PR | PARTITION-BOT DUCT | 40
CA73226XXXX | PR | og link above pc partition-440w | 40
CA73232XXXX | PR | neutral front pc partition | 40
CA73360XXX2 | PR | FR1 OG REAR PC PARTITION-GMR | 40
CA74350XXX1 | PR | BUSBAR PARTITION 310BC | 40
CA75698X601 | PR | VERTICAL PARTITION IC AND DUCT | 40
CA75698X602 | PR | VERTICAL PARTITION IC AND DUCT | 40
CA75698X603 | PR | VERTICAL PARTITION IC AND DUCT | 40
CA75698X604 | PR | VERTICAL PARTITION IC AND DUCT | 40
CA76940XXXX | MS | BASEPLATE - REAR | 11
CA77114XX10 | PR | FORM 3B SHROUD 250A&amp;amp;ABOVE; 560H- | 40
CA77114XXX7 | PR | FORM 3B SHROUD 250A&ABOVE; 480HEIGHT | 40
CA77141XXX3 | MS | SIDE PLATE RHS 480F | 11
CA77541XXXX | MS | Side plate -80 Pitch- LHS -560H | 11
CA78581XXXX | PR | INSULATING SHEET | #N/A
CA78646XXXX | PR | TRAFO SAFETY DUMMY SHUTTER | #N/A
CA78647XXXX | PR | TRAFO SAFETY SHUTTER PH BARRIER | #N/A
CA94017XXXX | PR | SCREW INTEGRAL WASHER M8X17 | #N/A
CA97156XX29 | PR | SCPD HANDLE CUTOUT DOOR ,80 PITCH | #N/A
CL93428OOOO | SPAR | Rear Housing (L) Fr3-4P;OMEGA | 51
EM90110OOOO | DZ | ACC dsine DZ1/2/3/4 Aux/TAC 1 C/o | 52
SPE0117300149 | MCB | DX3,2 POLE,10A,415V AC,C-CURVE | 60
SPE0117802739 | CT VT | 500A/1A,10VA,CL0.5,RESIN CAST (CLASS-E) | 60
SPE0123801833 | CT VT | 500A/1A,10VA,5P20 CT | 60
SPE0166900005 | Terminal | WAGO MARKER 793-5 11-20 | 61
SPE0217700002 | Terminal | ELMEX GROUP MARKER GMH10 | 61
ST51097XXX4 | MS | SIDE PLATE RHS 560F | 11
SYWT008TS | Vendor | PART ASSEMBLED SWITCHBOARD | #N/A
SYWT008TX | Vendor | PART ASSEMBLED SWITCHBOARD | #N/A
SYWT008TXMO1 | Vendor | GENERIC FEEDER | #N/A
TH45179XXXX | Link | DN2-NCT ISO LINK | #N/A
TH45180XXXX | Link | MCCB LINK | #N/A
TH46741XXX1 | Link | Isolable Link N | #N/A
TH46741XXX2 | Link | Isolable Link N | #N/A
TH72201XXXX | MS | FRONT BASE PLATE - DN3-400 - 560 F | 11
UW232SXC0000016177 | ACB | OMEGA FR2 3200A S 3PCR | 51
CA42700MLH7 | Link | NEUTRAL OG CONNECTOR LINK 3PN MATRIX | #N/A
CA43379XXX1 | Link | HBB FISPLATE-CU-50X10BB | #N/A
CA43379XXX2 | Link | HBB FISPLATE-CU-50X10BB | #N/A
CA43742MLJ1 | Link | FR1-OG-LINK | #N/A
CA43742MLJ2 | Link | FR1-OG-LINK | #N/A
CA43742MLJ4 | Link | FR1-OG-LINK | #N/A
CA43772XXX1 | Link | FR1-OG-LINK-1100D | #N/A
CA43854KLD2 | Link | OG LINK | #N/A
CA44003G180 | Link | BUSBAR - 10 X 50 CU - 1800L | #N/A
CA45079KLH5 | Link | NEUTRAL IC CONNECTOR LINK B | #N/A
CA47234XXXX | Link | MCCB OG R Spreader | #N/A
CA47362XXX3 | Link | Vert_Link_2:10X50 Bus -10X80 DRP-Cu | #N/A
CA47362XXX4 | Link | Vert_Link_2:10X50 Bus -10X80 DRP-Cu | #N/A
CA47363XXX3 | Link | Vert_Link_2:10X50 Bus -10X80 -Cu -RPh-SP | #N/A
CA47363XXX4 | Link | Vert_Link_2:10X50 Bus -10X80 -Cu -RPh-SP | #N/A
CA47369XXX3 | Link | vert link - r ph | #N/A
CA47369XXX4 | Link | vert link -r-ph | #N/A
CA47412XXX1 | Link | MCCB LINK | #N/A
CA47412XXX2 | Link | MCCB LINK 2 | #N/A
CA47412XXX3 | Link | MCCB LINK 3 | #N/A
CA47412XXX4 | Link | MCCB LINK 4 | #N/A
CA47412XXX5 | Link | MCCB OUTGOING Y LINK | #N/A
CA47582XXX1 | Link | N- Z-LINK_1-10X50 BUS-10X30 DPR CU | #N/A
CA47583XXX1 | Link | N- Z-LINK-2-10X50 BUS-10X30 DPR CU | #N/A
CA47665XXXX | Link | Z-LINK FOR 10 X 30 DROPPER-1100D-FRONT | #N/A
CA47666XXXX | Link | Z-LINK FOR 10 X 30 DROPPER-1100D-FRONT | #N/A
CA47679XXX2 | Link | Y - PHASE ADAPTOR LINK | #N/A
CA47680XXXX | Link | R-PHASE &amp; B-PHASE LINK | #N/A
CA47766XXXX | Link | LINK B-PHASE | #N/A
TH40775C180 | Link | 10x50 COPPER BUS-50%NEUTRALFOR 2:10x50 | #N/A
TH43171UXX6 | Link | EARTH BAR EXTENSION LINK | #N/A
TH43390XXXX | Link | HBB - 50 % N - 10X50 - 600 FR1 + 300 FR1 | #N/A
TH45180XXX2 | Link | MCCB LINK | #N/A
TH45181XXX1 | Link | TERM ADAPTOR (250/400) (M12 TO M8/6) | #N/A
CA72611XXX4 | MS | TOP REAR IC SHROUD-FR1 4P-OMEGA-1100D | 11
CA72952XXXX | MS | ISOLABLE NEUTRAL SUPPORTING BRACKET | 11
CA73062XXXX | MS | REAR NEUTRAL PARTITION-FR1-MID | 11
CA73064XXXX | MS | SUPPORTING BRACKET-FR1-MID | 11
CA73778XXX4 | MS | OG -FR2-SHROUD | 11
CA73839XXXX | MS | REAR IC PARTITION-MID-FR1-TPN | 11
CA73949RX24 | MS | 1100D PCC MID-ENDCOVER | 11
CA74003A533 | MS | ROLL FORMING CHANNEL-540D - 533MM | 11
CA74003A573 | MS | ROLL FORMING CHANNEL-560D - 573 MM | 11
CA74003A713 | MS | VERTICAL CHANNEL 1 - 713 MM | 11
CA76853XXX3T16 | MS | INTER PANEL PARTITION (80 PITCH)2400-310 | 11
CA77142XXX1 | MS | SIDE PLATE LHS 320F | 11
CA77625XXX1 | MS | Inter Module partition 80 pitch | 11
CA77727XXX3T16 | MS | IP_2400_310_(900X1100)/(1KX1K)/(700X1K) | 11
CA78412XXXX | MS | GUTKA SUPPORT BRACKET | 11
CA78414XXX3 | MS | FORMB 4B FRONT BARRIER 640H | 11
CA78415XXXX | MS | LHS SHROUD | 11
CA78416XXXX | MS | RHS SHROUD | 11
CA78417XXXX | MS | LHS GLAND PLATE | 11
CA91725RAXX | MS | 1100D PCC TOP-ENDCOVER WELD ASSLY | 11
CA97156XX24 | MS | DOOR SCPD HANDLE CUT OUT 80PITCH MCC 320 | 11
CA97161XXX7 | MS | SCPD HANDLE CUTOUT DOOR ,640F | 11
CA97373XXXX | MS | BB SUPP CHNL 2 DEPTHWISE 1100 DEPTH-ASSY | 11
CA97798XXX2 | MS | 640F BASEPLATE WELD 2 | 11
CA97799XXXX | MS | DM400 BASEPLATE NUTWELD ASM | 11
ST41135 | MS | FORM-III-BRACKET TOP FEEDER | 11
ST41137 | MS | FORM-III-BRACKET TOP FEEDER | 11
ST41146 | MS | FORM - 3B - bracket - | 11
ST41149 | MS | FORM - 3B - bracket - 160 h | 11
ST41150 | MS | FORM - 3B - bracket - 240 h | 11
ST41151 | MS | FORM - 3B - bracket - 320 h | 11
TH32157XXXX | MS | 160F REAR BASEPLATE | 11
TH32258XXXX | MS | 160 F BASE PLATE | 11
TH71180XXX1 | MS | ENDCOVER_LOWER-MCC | 11
TH72241XXXX | MS | DN250 320F FRONT BASEPLATE | 11
TH72270XXXX | MS | MCB MOUNTING BRACKET | 11
TH72374XXX2 | MS | BASEPLATE-FRONT-400H/480H-DN250-4P | 11
TH72381XXXX | MS | LHS SIDE PLATE FOR DN 2504P 480H | 11
TH72442XXXX | MS | 160H FRONT BASEPLATE | 11
TH73137XX45 | MS | DOOR-640 | 11
TH73151XXX3 | MS | MODULE DOOR ASSEMBLY, | 11
TH75001X030 | MS | CONTROL PLATE (3:TYP'A) | 11
TH75001X031 | MS | CONTROL PLATE (4:TYP'A,1:TYP'D) | 11
TH75001X036 | MS | CONTROL PLATE (4:TYP'A) | 11
TH75001X129 | MS | METALIC CONTROL PLATE | 11
TH76895RAXX | MS | 1100D PCC BOTTOM END COVER WELD ASSY | 11
TH76962XXXX | MS | SHROUD_MTNFG_BKT - 1100 D | 11
TH78000X779 | MS | 300W 600H RELAY DOOR 1:TYPE E + 1:SAL48 | 11
TH79032R3XX | MS | HBB SHIELD REAR - AUX+DUMMY PANEL | 11
CA56066FZFX | PR | INSULATOR - TERMINAL HOUSING | #N/A
CA56105MAFX | PR | MODULE LOCK CAP | #N/A
CA56120XXXX | PR | BAZLE FOR 140F DOOR CTRL FASCIA | #N/A
CA64002RXXX | PR | SPACER (END COVER) | #N/A
CA66107XXX2 | PR | Pressure Plate and Nut Plate - 10X50 | #N/A
CA71558A009 | PR | Lifting Angle (600+300+0) | 61
CA72945XX13 | PR | BUSBAR JOINT SHROUD 11 | 40
CA72953XXXX | PR | OG POLYCORBONATE SHROUD FR1 3P | 40
CA73063XXXX | PR | PC MID PARTITION-FR1 MID | 40
CA73360XXX1 | PR | FR1 OG REAR PC PARTITION-GMR | 40
CA77113XX10 | PR | FORM 3B SHROUD 480HEIGHT-135A | 40
CA77113XXX6 | PR | FORM 3B SHROUD 160HEIGHT-135A | 40
CA77113XXX7 | PR | FORM 3B SHROUD 240HEIGHT-135A | 40
CA77114XX11 | PR | FORM 3B SHROUD 250A & ABOVE | 40
CA77114XXX5 | PR | FORM 3B SHROUD 250A&ABOVE; 320HEIGHT | 40
CA77114XXX6 | PR | FORM 3B SHROUD 250A&ABOVE; 400HEIGHT | 40
CA77282XXXA | PR | INTERFRONT PARTITION-BOTTOM | 40
CA77283XXXA | PR | INTERFRONT PARTITION-COMMON | 40
TH38781XXXX | PR | SCPD INTERLOCK BKT - 160FW | #N/A
TH73299XXXX | PR | SIZE-I DOOR,160H | #N/A
TH73342XXXX | PR | DZ1 DOOR,160H | #N/A
TH73344XXXX | PR | DZ1 DOOR 160H | #N/A
CA06007XXXX | PR | Sticker FWM indication | #N/A
CA41912ZEJ3 | Link | HBB FISHPLATE1-2:10X50-WITH ENDCOVER | #N/A
CA41912ZEJ4 | Link | HBB FISHPLATE2-2:10X50-WITH ENDCOVER | #N/A
CA43742MLJ5 | Link | FR1-OG-LINK | #N/A
CA43742MLJ6 | Link | FR1-OG-LINK | #N/A
CA43742MLJ8 | Link | FR1-OG-LINK | #N/A
CA43772XXX2 | Link | FR1-OG-LINK-1100D | #N/A
CA56102FZFX | PR | CAM_FNX63 | #N/A
CA66106XXXX | PR | 80kA Busbar Sup- Pressure Plate | #N/A
CA73338XXXXSS | PR | FR1-OG LINK SUPPORT-GMR-600W | #N/A
CA73778XXX3 | PR | OG -FR2-SHROUD | 40
CA77857SY11 | PR | TOP CHANNEL DEPTHWISE | #N/A
CA91121C63XSSM | MS | BASE FRAME ASSY ( 300 X 600 ) - AOC | 11
CA91519XXXXSS2 | MS | BOTTOM FRAME ASSEMBLY-1100D-600W | 11
CA96469FZF1 | PR | 2 MICROSWITCH TEST SIC ASSEMBLY | #N/A
CM92006OON1OG | DN | MCCB dsine DN2-250N 200A 3P TM(Mag 6-10) | 52
CM92172OOLOOG | DN | MCCB dsine DN2-250M 125A 3P 10In | 52
DZ1T0040NXM1AOOOO | DZ | MCCB dsine DZ1-160N 40A 3P 50KA M ver | 52
DZ1T0100NXD1AOOOO | DZ | MCCB dsine DZ1-160N 100A 3P 50kA VTVM | 52
DZ1T0100NXF1AOOOO | DZ | MCCB dsine DZ1-160N 100A 3P 50kA iTRP1 | 52
DZ1T0160NXD1AOOOO | DZ | MCCB dsine DZ1-160N 160A 3P 50kA VTVM | 52
SH97609OOKO | OLR | MN12L RELAY (60-100A) | 53
SH97609OOPO | OLR | MN12L RELAY (135-225A) | 53
SPE0005800746 | Meter | AMMETER AE,0-200-1600A,CLASS 1 | 60
SPE0005800747 | Meter | AMMETER AE,0-100-800A,CLASS 1 | 60
SPE0043321916 | CT VT | CONTROL TRAFO 400/110V, 3000VA | 60
SPE0117800806 | CT VT | 200A/1A,7.5VA,CL0.5,RESIN CAST (CLASS-E) | 60
SPE0117802748 | CT VT | 1000A/1A,10VA,CL0.5,RESIN CAST (CLASS-E) | 60
SPE0315900007 | OEN | RELAY MODULE PLC-RSC-120UC/21-21 | 60
ST41916OOOO | MOG | MPCB Rotary 14.0-20.0,50kA(MOG-H1-2000) | 65
ST41934OOOO | MOG | MPCB Rotary 16.0,50kA(MOG-H1M-1600) | 65
SYWT011TS | Vendor | PART ASSEMBLED SWITCHBOARD | #N/A
SYWT011TX | Vendor | PART ASSEMBLED SWITCHBOARD | #N/A
SYWT011TXMO1 | Vendor | GENERIC FEEDER | #N/A
TH00040XXXX | PR | HANDLE - SS - | #N/A
TH79061XX6X | MS | AOC BELOW BUSBAR PARTITION | 11
TH90149XXX4 | IC OG Contact | Power terminals 250A Incoming-TP. | 71
CA41023VXXX | Link | CRADLE FISH PLATE | #N/A
CA41553XXXX | Link | SPACER AL 6.35X50.8 | #N/A
CA41687VY02 | Link | PCC HZ. EARTH BAR-AL-800, 600, 600 | #N/A
CA41687VY61 | Link | PCC HZ. EARTH BAR-AL-800, 800 | #N/A
CA41687VY65 | Link | PCC HZ. EARTH BAR-AL-600, 800 | #N/A
CA41706VXX6 | Link | EARTH BAR EXTENSION LINK | #N/A
CA41707VXX6 | Link | HEB SPACER | #N/A
CA41789KEA1GP | Link | DIRECT LINK Al FR2 OMEGA-410HBB-2000A-R | #N/A
CA41789KEA2GP | Link | DIRECT LINK Al FR2 OMEGA-410HBB-2000A-R | #N/A
CA41789KEA3GP | Link | DIRECT LINK Al FR2 OMEGA-410HBB-2000A-R | #N/A
CA41789KEA4GP | Link | DIRECT LINK Al FR2 OMEGA-410HBB-2000A-R | #N/A
CA41789KEA5GP | Link | DIRECT LINK Al FR2 OMEGA-410HBB-2000A-R | #N/A
CA41789KEA6GP | Link | DIRECT LINK Al FR2 OMEGA-410HBB-2000A-R | #N/A
CA41789KEB1GP | Link | DIRECT LINK Al FR2 OMEGA-410HBB-2000A-Y | #N/A
CA41789KEB2GP | Link | DIRECT LINK Al FR2 OMEGA-410HBB-2000A-Y | #N/A
CA41789KEB3GP | Link | DIRECT LINK Al FR2 OMEGA-410HBB-2000A-Y | #N/A
CA41789KEB4GP | Link | DIRECT LINK Al FR2 OMEGA-410HBB-2000A-Y | #N/A
CA41789KEB5GP | Link | DIRECT LINK Al FR2 OMEGA-410HBB-2000A-Y | #N/A
CA41789KEB6GP | Link | DIRECT LINK Al FR2 OMEGA-410HBB-2000A-Y | #N/A
CA41789KEC1GP | Link | DIRECT LINK Al FR2 OMEGA-410HBB-2000A-B | #N/A
CA41789KEC2GP | Link | DIRECT LINK Al FR2 OMEGA-410HBB-2000A-B | #N/A
CA41789KEC3GP | Link | DIRECT LINK Al FR2 OMEGA-410HBB-2000A-B | #N/A
CA41789KEC4GP | Link | DIRECT LINK Al FR2 OMEGA-410HBB-2000A-B | #N/A
CA41789KEC5GP | Link | DIRECT LINK Al FR2 OMEGA-410HBB-2000A-B | #N/A
CA41789KEC6GP | Link | DIRECT LINK Al FR2 OMEGA-410HBB-2000A-B | #N/A
CA41849QMQ1 | Link | OG DUCT LINK-1-AL-FR2-2000A | #N/A
CA41849QMQ2 | Link | OG DUCT LINK-1-AL-FR2-2000A | #N/A
CA41850QMQX | Link | OG DUCT LINK-2-AL-FR2-2000 A | #N/A
CA41851QMQ1 | Link | OG DUCT LINK-2-AL-FR2-2000 A | #N/A
CA41911VXX1 | Link | EARTH BAR FISH PLATE | #N/A
CA41995KLA1GP2 | Link | DIRECT LINK AL R PHASE 1 | #N/A
CA41995KLA2GP2 | Link | DIRECT LINK AL R PHASE 2 | #N/A
CA41995KLA3GP2 | Link | DIRECT LINK AL R PHASE 3 | #N/A
CA41995KLA4GP2 | Link | DIRECT LINK AL R PHASE 4 | #N/A
CA41995KLB1GP2 | Link | DIRECT LINK AL Y PHASE 1 | #N/A
CA41995KLB2GP2 | Link | DIRECT LINK AL Y PHASE 2 | #N/A
CA41995KLB3GP2 | Link | DIRECT LINK AL Y PHASE 3 | #N/A
CA41995KLB4GP2 | Link | DIRECT LINK AL Y PHASE 4 | #N/A
CA41995KLC1GP2 | Link | DIRECT LINK AL B PHASE 1 | #N/A
CA41995KLC2GP2 | Link | DIRECT LINK AL B PHASE 2 | #N/A
CA41995KLC3GP2 | Link | DIRECT LINK AL B PHASE 3 | #N/A
CA41995KLC4GP2 | Link | DIRECT LINK AL B PHASE 4 | #N/A
CA42736VXXX | Link | VERTICAL EARTH BAR 2400 HEIGHT-AL 2 | #N/A
CA43293VXXX | Link | HEB-VEB CONNECTOR LINK-ALUMINIUM | #N/A
CA43416VXX6 | Link | PCC-MCC DF 1000D HEB FISHPLATE | #N/A
CA45536QNJ3 | Link | FR3-VERTICAL TOP DUCT LINK | #N/A
CA45536QNJ4 | Link | FR3-VERTICAL TOP DUCT LINK | #N/A
CA45799MMQ1 | Link | OG CABLING LINK-1-AL-FR2-2000A | #N/A
CA45799MMQ2 | Link | OG CABLING LINK-1-AL-FR2-2000A | #N/A
CA45800MMQX | Link | OG CABLING LINK-2-AL-FR2-2000 A | #N/A
CA45801MMQ1 | Link | OG CABLING LINK-3-AL-FR2-2000 A | #N/A
CA46293SDXA | Link | CBC SIDE EARTHBAR -DF - LINK TERM. - AL | #N/A
CA46336XXX1 | Link | VERTICAL LINK AL | #N/A
CA46336XXX2 | Link | VERTICAL LINK AL | #N/A
CA46336XXX3 | Link | VERTICAL LINK AL | #N/A
CA46355BY1A | Link | L-LINK ALUMINIUM 10X50-SPSF B PH | #N/A
CA46355BY2A | Link | L-LINK ALUMINIUM 10X50-SPSF Y PH | #N/A
CA46355BY3A | Link | L-LINK ALUMINIUM 10X50-SPSF R PH | #N/A
CA46368XXX1 | Link | VERTICAL LINK AL R PH | #N/A
CA46368XXX2 | Link | VERTICAL LINK AL R PH | #N/A
CA46368XXX3 | Link | VERTICAL LINK AL R PH | #N/A
CA46368XXX4 | Link | VERTICAL LINK AL R PH 310- 1-80P | #N/A
CA46369BY1A | Link | L-LINK ALUMINIUM 10X80-SPSF B PH | #N/A
CA46369BY2A | Link | L-LINK ALUMINIUM 10X80-SPSF Y PH | #N/A
CA46369BY3A | Link | L-LINK ALUMINIUM 10X80-SPSF R PH | #N/A
CA46370BY1A | Link | BEND-LINK ALUMINIUM 10X80-SPSF B PH | #N/A
CA46370BY2A | Link | BEND-LINK ALUMINIUM 10X80-SPSF Y PH | #N/A
CA46370BY3A | Link | BEND-LINK ALUMINIUM 10X80-SPSF R PH | #N/A
CA46442XXXX | Link | VERTICAL EARTHBAR CONNENTING LINK DF AL | #N/A
CA46443BDXA | Link | AL CONNECTOR LINK - EARTHING DF | #N/A
CA46648XXXXGP | Link | OG LINK BRACKET | #N/A
CA46649XXXXGP | Link | DN3 MID SPREADER | #N/A
CA46859XXXXGF | Link | 135A TERMINAL ADAPTOR M6-M8 | #N/A
CA46877XXX4 | Link | 10x50 AL DROPPER-80PITCH-2400/410 | #N/A
CA46878XXX4 | Link | 10x80 AL DROPPER-80PITCH-2400/410 | #N/A
CA46993XXXX | Link | 5 mm SPACER | #N/A
CA47158XXX4 | Link | Link 630A | #N/A
CA47158XXX5 | Link | LInk - 630A | #N/A
CA47158XXX6 | Link | LInk - 630A | #N/A
CA47162XXXX | Link | LINK1_630_B | #N/A
CA47163XXXX | Link | SPACER | #N/A
CA47305XXX3 | Link | 900 X 1100 HORIZONTAL EARTHBAR 80 PITCH | #N/A
CA47307XXX3 | Link | 900x1100 HEB MCC MCC COUP_LINK-RHS | #N/A
CA47368XXX6 | Link | 900x1100 HEB MCC MCC COUP_LINK-LHS | #N/A
CA47573XXX1 | Link | L-LINK ALUMINIUM 10X50-SPDF_1100D | #N/A
CA47573XXX2 | Link | L-LINK ALUMINIUM 10X50-SPDF_1100D | #N/A
CA47573XXX3 | Link | L-LINK ALUMINIUM 10X50-SPDF_1100D | #N/A
CA47576XXX1 | Link | VERTICAL LINK AL R PH-SPDF | #N/A
CA47576XXX2 | Link | VERTICAL LINK AL R PH-SPDF | #N/A
CA47601XXX1 | Link | DIRECT LINK NEUTRAL-AL 10x80-SDNIL | #N/A
CA47601XXX2 | Link | DIRECT LINK NEUTRAL-AL 10x80-SDNIL | #N/A
CA47604XXX1 | Link | NEUTRAL LINK-AL50DRP-SDNIL | #N/A
CA47604XXX2 | Link | NEUTRAL LINK-AL50DRP-SDNIL | #N/A
CA47606XXX1 | Link | NEUTRAL LINK-50DRP-AL-1100D-SDNIL | #N/A
CA47606XXX2 | Link | NEUTRAL LINK-50DRP-AL-1100D-SDNIL | #N/A
CA47618XXXA | Link | EXTENSION EARTHBAR - TX | #N/A
CA47631XXX1 | Link | INCOMING LINK PHASE | #N/A
CA47631XXX2 | Link | INCOMING LINK PHASE | #N/A
CA47631XXX3 | Link | INCOMING LINK PHASE | #N/A
CA47631XXX4 | Link | INCOMING LINK PHASE | #N/A
CA47631XXX5 | Link | INCOMING LINK PHASE | #N/A
CA47631XXX6 | Link | INCOMING LINK PHASE | #N/A
CA47632XXX1 | Link | INCOMING LINK 2 | #N/A
CA47632XXX2 | Link | INCOMING LINK 2 | #N/A
CA47632XXX3 | Link | INCOMING LINK 2 | #N/A
CA47632XXX4 | Link | INCOMING LINK 2 | #N/A
CA47632XXX5 | Link | INCOMING LINK 2 | #N/A
CA47632XXX6 | Link | INCOMING LINK 2 | #N/A
CA47633XXX1 | Link | OUTGOING LINK 2 | #N/A
CA47633XXX2 | Link | OUTGOING LINK 2 | #N/A
CA47633XXX4 | Link | OUTGOING LINK 2 | #N/A
CA47633XXX5 | Link | OUTGOING LINK 2 | #N/A
CA47634XXX1 | Link | OUTGOING LINK 1 | #N/A
CA47634XXX2 | Link | OUTGOING LINK 1 | #N/A
CA47634XXX3 | Link | OUTGOING LINK 1 | #N/A
CA47634XXX4 | Link | OUTGOING LINK 1 | #N/A
CA47634XXX5 | Link | OUTGOING LINK 1 | #N/A
CA47634XXX6 | Link | OUTGOING LINK 1 | #N/A
CA47635XXX1 | Link | MCCB INCOMING LINK | #N/A
CA47635XXX2 | Link | MCCB INCOMING LINK | #N/A
CA47636XXXX | Link | OUTGOING Y LINK | #N/A
CA47637XXX1 | Link | INCOMING N LINK | #N/A
CA47637XXX2 | Link | INCOMING N LINK | #N/A
CA47695XXX1 | Link | LINK1_400A | #N/A
CA47695XXX2 | Link | LINK1_400A | #N/A
CA47695XXX3 | Link | LINK1_400A | #N/A
CA47695XXX4 | Link | LINK1_400A | #N/A
CA47696XXX1 | Link | REAR_LINK2_400A | #N/A
CA47696XXX2 | Link | REAR_LINK2_400A | #N/A
CA47696XXX3 | Link | REAR_LINK2_400A | #N/A
CA47696XXX4 | Link | REAR_LINK2_400A | #N/A
CA47698XXX2GF_18 | Link | LINK-630A_R | #N/A
CA47698XXX3GF_18 | Link | LINK-630A-Y | #N/A
CA47698XXX4GF_18 | Link | LINK-630A-B | #N/A
ST51816XXX1 | Link | FISHPLATE - 150 mm AL BUS | #N/A
ST51816XXX2 | Link | FISHPLATE - 150 mm AL BUS | #N/A
TH41633VXXX | Link | EARTH LINK | #N/A
TH41665V11X | Link | EARTH LINK | #N/A
TH41666VXXX | Link | EARTHLINK CONNECTOR | #N/A
TH41919X100 | Link | JOINT SHROUD SPACER | #N/A
TH42079A1XX | Link | HEB EARTHLINKS | #N/A
TH44948KED1GP | Link | DIRECT LINK Al OMEGA FR2-410HBB-2000A | #N/A
TH44948KED2GP | Link | DIRECT LINK Al OMEGA FR2-410HBB-2000A | #N/A
TH44948KED3GP | Link | DIRECT LINK Al OMEGA FR2-410HBB-2000A | #N/A
TH44949XXXX | Link | BUS BAR FR2 4P 800W + FR2 4P 800W AL 10X | #N/A
TH44950XXXX | Link | BUS BAR FR1 600W+800W AL 10X150 MM | #N/A
TH44951XXXX | Link | BUS BAR 800W+600W+600W AL 10X150 MM | #N/A
TH44956XXBX | Link | U SHAPE LINK - VFD FEEDER DF - B | #N/A
TH44956XXNX | Link | U SHAPE LINK - VFD FEEDER DF - N | #N/A
TH44956XXRX | Link | U SHAPE LINK - VFD FEEDER DF - R | #N/A
TH44956XXYX | Link | U SHAPE LINK - VFD FEEDER DF - Y | #N/A
TH44957XX1X | Link | DIRECT LINK - VFD FEEDER | #N/A
TH44957XX2X | Link | DIRECT LINK - VFD FEEDER | #N/A
TH44961XXXX | Link | CABLE TERMINATION LINK | #N/A
TH44962KLD1GP2 | Link | DIRECT LINK AL R PHASE 4 | #N/A
TH44962KLD2GP2 | Link | DIRECT LINK AL R PHASE 4 | #N/A
TH44963BLH1GP2 | Link | OG LINK AL-FR1 4P -OMEGA | #N/A
TH44963BLJ1GP2 | Link | OG LINK AL-FR1 4P -OMEGA | #N/A
TH44963BLJ2GP2 | Link | OG LINK AL-FR1 4P -OMEGA | #N/A
TH44963BLJ3GP2 | Link | OG LINK AL-FR1 4P -OMEGA | #N/A
TH44963BLJ4GP2 | Link | OG LINK AL-FR1 4P -OMEGA | #N/A
TH45055C99D | Link | AL BUSBAR 10X150 900+900W | #N/A
TH45055C9XD | Link | AL BUSBAR 10X150 900W | #N/A
TH45181XXX1GF | Link | TERM ADAPTOR (250/400) (M12 TO M8/6) | #N/A
TH45388XXX1 | Link | MCCB LINK - DN2- 250 - LINK | #N/A
TH45388XXX2 | Link | MCCB LINK - DN2- 250 - LINK | #N/A
TH45388XXX3 | Link | MCCB LINK - DN2- 250 - LINK | #N/A
TH45388XXX4 | Link | MCCB LINK - DN2- 250 - LINK | #N/A
TH45388XXX5 | Link | MCCB LINK - DN2- 250 - LINK | #N/A
TH45389XXX1 | Link | DN2-250 - AL - TERMINAL LINK | #N/A
TH45389XXX2 | Link | DN2-250 - AL - TERMINAL LINK | #N/A
TH45389XXX3 | Link | DN2-250 - AL - TERMINAL LINK | #N/A
TH45389XXX4 | Link | DN2-250 - AL - TERMINAL LINK | #N/A
TH45389XXX5 | Link | DN2-250 - AL - TERMINAL LINK | #N/A
TH45390XXX1 | Link | INCOMING TERMINAL LINK-DN2-250 AL | #N/A
TH45390XXX2 | Link | INCOMING TERMINAL LINK-DN2-250 AL | #N/A
TH45392XXXX | Link | NEUTRAL ISOLATION LINK | #N/A
TH45393XXX3 | Link | MCCB LINK | #N/A
TH45394XXXX | Link | MCCB OUTGOING B LINK- DN2-250 | #N/A
TH45455XXXX | Link | NEUTRAL INCOMING LINK | #N/A
TH46084XXX3 | Link | OUTGOING LINK 2 | #N/A
TH46084XXX6 | Link | OUTGOING LINK 2 | #N/A
CA71006B86X | MS | TOP PLATE (800 WIDE, 600 DEEP) | 11
CA71209XX8X | MS | TERMINAL COMP. PARTITION | 11
CA71604XXXX | MS | OG LINK CLAMP CHNL 1000D DDIL | 11
CA71611XXXX | MS | OG LINK SUPPORTING CHNL 1000D DDIL | 11
CA71787Q244 | MS | FRONT IINTER PANEL BARRIER | 11
CA72151C8XR | MS | BOTTOM PLATE FRONT-RHS | 11
CA72152C8XL | MS | BOTTOM PLATE FRONT-LHS | 11
CA72163C811 | MS | Rear RHS Bottom Plate | 11
CA72653X8XX | MS | A-COMPT PARTITION-800 W | 11
CA72995B82X | MS | REAR TOP PLATE-1100D-800W-MS1.6 | 11
CA72995B86X | MS | FRONT TOP PLATE-1100D-800W-MS1.6 | 11
CA73133XXXX | MS | REAR INTERPANEL BARRIER 1100D,410BC,2400 | 11
CA73329C811 | MS | Rear LHS Bottom plate | 11
CA73658D8X3 | MS | A COMPARTMENT VERT BASE PLATE-FR2 | 11
CA74003A393 | MS | C/W, D/W &amp; M/P CHNLS.- 393 MM | 11
CA74003A793 | MS | VERTICAL CHANNEL 1 - 793 MM | 11
CA74052Q8XX | MS | PARTITION (790) | 11
CA74060F8XX | MS | AUX BUS BARRIER | 11
CA74268QX8X | MS | REAR DUCT TOP PARTITION | 11
CA74269EL41 | MS | TOP BB DUCT LHS PARTITION-DDIL | 11
CA74270ER41 | MS | TOP BB DUCT RHS PARTITION-DDIL | 11
CA74285XXXX | MS | BRACKET 1 FOR PULTRUDED SUPPORT | 11
CA74286XXX1 | MS | SUPPORTING CHANNEL FOR AL OG LINK 800W(F | 11
CA74286XXX2 | MS | SUPPORTING CHANNEL FOR AL OG LINK 800W(F | 11
CA74287XXXX | MS | SUPPORTING CHANNEL OG LINK FOR CAM LOCK | 11
CA74655F6XX | MS | AUXBUS VERT BP - 2HOUSING 310BBC 600W | 11
CA74655F8XX | MS | AUXBUS VERT BP - 2HOUSING 310BBC 800W | 11
CA74655F9XX | MS | AUXBUS VERT BP - 2HOUSING 310BBC 900W | 11
CA75493QX8W | MS | REAR &amp; BOTTOM SHROUD - TOP DUCT | 11
CA75493QX8X | MS | Reserved by DE1_CBE | 11
CA75493QX8Y | MS | Reserved by DE1_CBE | 11
CA75493QX8Z | MS | REAR &amp; BOTTOM SHROUD - TOP DUCT | 11
CA75494QX81 | MS | TOP FIXING SHROUD | 11
CA75502AXX1 | MS | L - CHANNEL - SHROUD FIXING | 11
CA75502AXX4 | MS | L - CHANNEL - SHROUD FIXING | 11
CA75502AXX5 | MS | L - CHANNEL - SHROUD FIXING-340H | 11
CA75502AXX6 | MS | L - CHANNEL - SHROUD FIXING | 11
CA75502AXX7 | MS | L - CHANNEL - SHROUD FIXING | 11
CA75502AXX9 | MS | L - CHANNEL - SHROUD FIXING | 11
CA75589PX8X | MS | OG LINK REAR SHROUD FIXING CHNL-2T-T | 11
CA75764AXX3 | MS | LHS-BRACKET CONTROL CHAMBER | 11
CA75765XXXX | MS | RHS-BRACKET CONTROL CHAMBER | 11
CA75901QX8X | MS | TOP EXTRA SHROUD-800W | 11
CA76273DLTX | MS | FIX DOOR BOTTOM 2400-410- 80PITCH | 11
CA76597FDFX | MS | SIDE BASE PLATE LHS 560F | 11
CA76696PDXX | MS | BOTTOM PLATE CBC DF-MS 2THICK | 11
CA76704XXXX | MS | BRACKET VERTICAL EARTHBAR AL | 11
CA76850XXX4 | MS | SIC SHIELD-80 PITCH-2400-410 | 11
CA76853XXX4 | MS | INTER PANEL PARTITION (80 PITCH)2400-410 | 11
CA77115XXXX | MS | BASE PLATE PT DRAWOUT GNFC | 11
CA77119XXXX | MS | BASE PLATE PT D/O | 11
CA77122XXXX | MS | 560H RHS SIDEPLATE TRAFO | 11
CA77141XXX2 | MS | SIDE PLATE RHS - 400F | 11
CA77142XXX2 | MS | SIDE PLATE LHS 400F | 11
CA77548XXXX | MS | FORM3B BRACKET- TOP FEEDER | 11
CA77630XXX3 | MS | FORM 4B BARRIER_REAR-80 PITCH | 11
CA77630XXX4 | MS | FORM 4B BARRIER_REAR-80 PITCH | 11
CA77630XXX5 | MS | FORM 4B BARRIER_REAR-80 PITCH | 11
CA77630XXX7 | MS | FORM 4B BARRIER_REAR-80 PITCH | 11
CA77631XX11 | MS | FORM 4B BARRIER_FRONT | 11
CA77631XX12 | MS | FORM 4B BARRIER_FRONT | 11
CA77631XX15 | MS | FORM 4B BARRIER_FRONT | 11
CA77631XX19 | MS | FORM 4B BARRIER_FRONT | 11
CA77631XXX5 | MS | FORM 4B BARRIER_FRONT | 11
CA77631XXX7 | MS | FORM 4B BARRIER_FRONT | 11
CA77727XXX4 | MS | Interpanel partition earthside | 11
CA77733XXXX | MS | DROPPER BOTTOM SUPPORT1-80P-2400/410 | 11
CA77734XXXX | MS | DROPPER BOTTOM SUPPORT2-80P-2400/410 | 11
CA78345XXX4 | MS | L-BKT-DROPPER SHIELD LHS AL 10x80-80P | 11
CA78382XXXX | MS | 480F BASEPLATE DN3 3P N | 11
CA78384XXXX | MS | IC SUPPORT | 11
CA78466XXXX | MS | TOP SHROUD | 11
CA78467XXXX | MS | BOTTOM SHROUD | 11
CA78470XXXX | MS | GUTKA SUPPORT PLATE | 11
CA78471XXXX | MS | SUPPORT BRACKET | 11
CA78472XXXX | MS | CABLE CLAMP BRACKET | 11
CA78474XXXX | MS | GLANDPLATE-AL-PLAIN | 11
CA78475XXXX | MS | GLANDPLATE-AL-L-TYPE | 11
CA78478XXXX | MS | BOTTOM COVER | 11
CA78479XXX1 | MS | FORM 4B BARRIER_REAR-80 PITCH | 11
CA78483XXXX | MS | TOP SHROUD | 11
CA78484XXXX | MS | BOTTOM SHROUD | 11
CA78485XXXX | MS | GUTKA SUPPORT PLATE | 11
CA78486XXXX | MS | SUPPORT BRACKET | 11
CA78487XXXX | MS | CABLE CLAMP BRACKET | 11
CA78489XXXX | MS | GLAND PLATE | 11
CA78490XXXX | MS | ALUMINIUM BOTTOM SUPPORT | 11
CA78491XXXX | MS | BOTTOM COVER | 11
CA78492XXX1 | MS | BOTTOM REAR SHIELD | 11
CA78492XXX3 | MS | TOP REAR SHIELD-640H | 11
CA78493XXX2 | MS | TOP COVER-640H | 11
CA91510XXXX | MS | TOP FRAME ASSEMBLY-1100D-800W | 11
CA91520XXXX | MS | BOTTOM FRAME ASSEMBLY-1100D-800W | 11
CA91724RAXY | MS | 1100D PCC BOTTOM-ENDCOVER WELD ASSLY | 11
CA91745XXXX | MS | C CHANNEL ASSY-800W-REAR | 11
CA96808XXX4 | MS | CBC FRONT DOOR 2400-410 ASSY(900X1100) | 11
CA97156XX33 | MS | SCPD HANDLE CUTOUT DOOR ,80 PITCH | 11
CA97192XXX4 | MS | 480F DOOR ASSY. FIXED FEEDER | 11
CA97347XXX1 | MS | MCCB HANDLE CUTOUT DOOR ,80 PITCH | 11
CA97376XXX4 | MS | BB ZONE DR ASSY-80 PITCH-IP54-410 | 11
CA97477XXX1 | MS | CONTROL PLATE_NUT WELDED ASSY | 11
CA97656XXX4 | MS | LHS DRP SHIELD ASM-80PITCH-AL | 11
CA97657XXX4 | MS | RHS DRP SHIELD ASM-80PITCH-AL | 11
CA97657XXX8 | MS | RHS DRP SHIELD ASM-80PITCH-AL | 11
ST50886XXX2 | MS | FORM3B BRACKET- TOP FEEDER | 11
ST51430XXX2 | MS | INTERMODULE PARTITION | 11
TH32046XXXX | MS | 400F FRONT BASE PLATE - MOGH1 | 11
TH32266XXXX | MS | DN250-4P+MCX41 640 F FRONT BASEPLATE | 11
TH32267XXXX | MS | REAR BASE PLATE- DN2-250-4P+MCX41 | 11
TH32268XXXX | MS | MCCB DOL 720 H 80/160 B.PATE | 11
TH32269XXXX | MS | MCCB DOL 110/160 KW SUPPORT PLATE | 11
TH36433C611 | MS | BOTTOM PLATE FOR REAR SIDE | 11
TH36490XXXX | MS | BOTTOM PLATE RHS MID VFD | 11
TH36571XX6X | MS | 600W 2400/310 VFD-ROCKWELL-DF KOC | 11
TH36571XX8X | MS | 600W 2400/310 VFD-ROCKWELL-DF KOC | 11
TH38138D6XX | MS | IC BARRIER- CONTROL CHAMBER | 11
TH38138D8XX | MS | IC BARRIER- CONTROL CHAMBER | 11
TH38138K6XX | MS | IC BARRIER- CONTROL CHAMBER | 11
TH38138K8XX | MS | IC BARRIER- CONTROL CHAMBER | 11
TH38294XXX5 | MS | OG LINK SHROUD-FR1 4P | 11
TH38339XX6X | MS | PLATE, TOP COMP | 11
TH38339XX8X | MS | BELLOW PLATE, TOP COMP | 11
TH38344AXX3 | MS | LHS-BRACKET CONTROL CHAMBER | 11
TH38345XXXX | MS | RHS-BRACKET CONTROL CHAMBER | 11
TH38350XX6X | MS | PARTITION PLATE | 11
TH38350XX8X | MS | PARTITION PLATE | 11
TH38793XX8X | MS | DIRECT LINK SUPPORT - DF - PCC | 11
TH38794XX6X | MS | EMX - SS FEEDER BASE PLATE | 11
TH38794XX8X | MS | EMX - SS FEEDER BASE PLATE | 11
TH38795XDN1 | MS | DN0 &amp; DN2 MOUNTING BKT | 11
TH38795XDN2 | MS | DN0 &amp; DN2 MOUNTING BKT | 11
TH38796XXX1 | MS | SS MOUNTING CHANNEL- SS | 11
TH38796XXX2 | MS | SS MOUNTING CHANNEL- SS | 11
TH38797XXXX | MS | OG TERMINAL MOUNTING PLATE | 11
TH38798XXXX | MS | TERMINAL MOUNTING PLATE | 11
TH38799XXG6 | MS | MOUNTING CHANNEL FOR CONTROL TERMINAL | 11
TH38799XXG8 | MS | MOUNTING CHANNEL FOR CONTROL TERMINAL | 11
TH38800XXXX | MS | CONTROL TERMINAL BRACKET LHS | 11
TH71296XXX2 | MS | FORM 4B BARRIER_FRONT | 11
TH71297XXX2 | MS | FORM 4B BARRIER_REAR | 11
TH72378XXH1 | MS | MOUNTING BRACKET - MOG H1 | 11
TH72392XXXX | MS | 320 F FRONT BASE PLATE | 11
TH72393XXXX | MS | 320F REAR BASEPLATE | 11
TH72416XXXX | MS | BLANK FRONT BASE PLATE 240 FULL | 11
TH72424XX33 | MS | SIDE PLATE LHS 480F | 11
TH72424XX55 | MS | SIDE PLATE LHS 640F | 11
TH72426XXXX | MS | DN250 400F FRONT BASEPLATE | 11
TH72427XXXX | MS | REAR - IC LINK FIXING BRACKET | 11
TH72429XXXX | MS | OG SUPPORTING BRACKET | 11
TH72437XXXX | MS | SIDE PLATE RHS 720F | 11
TH72438XXXX | MS | LHS SIDE PLATE - 720 H | 11
TH72452XXX1 | MS | BRACKET 2 SCPD INTERLOCK | 11
TH73158XXX1 | MS | Door - scpd | 11
TH73158XXX4 | MS | DOOR _ SCPD | 11
TH73158XXX9 | MS | DOOR - MOG-H1 - 400 H | 11
TH73159XX11 | MS | MCC TX - DOOR - 640 H | 11
TH73159XXX2 | MS | MCC TX - DOOR - 640 H | 11
TH73162XX12 | MS | SCPD HANDLE CUTOUT DOOR ,720F | 11
TH75001X096 | MS | CONTROL PLATE | 11
TH75001X227 | MS | CONTROL PLATE | 11
TH75001X497 | MS | CONTROL PLATE | 11
TH75001X498 | MS | CONTROL PLATE | 11
TH75001X499 | MS | CONTROL PLATE | 11
TH75001X500 | MS | CONTROL PLATE | 11
TH75001X501 | MS | CONTROL PLATE | 11
TH75001X502 | MS | CONTROL PLATE | 11
TH76097X8D1 | MS | TOP PLATE | 11
TH76407X8XD | MS | MID TOP PLATE 1260D PANEL WITH TDE | 11
TH76732LENC | MS | DDNIL - EXTENSION PIECE - 410 BBC | 11
TH76733RENC | MS | FRONT LHS AUX BUS PARTITION-ENDCOVER | 11
TH77000X676 | MS | VERTICAL BASE PLATE FOR C- COMP WITH VT | 11
TH77000X876 | MS | Vertical Baseplate | 11
TH77824XXXX | MS | 640F BASEPLATE DN3 3P N | 11
TH78208X398 | MS | METERING DOOR - 800W 320H | 11
TH78208X399 | MS | METERING DOOR - 800W 320H | 11
TH78208X400 | MS | METERING DOOR - 600W 320H | 11
TH78208X401 | MS | RELAY DOOR - 800W 760H | 11
TH78208X402 | MS | RELAY DOOR - 800W 760H | 11
TH78208X403 | MS | RELAY DOOR - 600W 760H | 11
TH90232S6XX | MS | REAR DOOR ASSY - 2400H 410 BBC - 600W | 11
TH90232S8XX | MS | REAR DOOR ASSY (800WX2400H, 410BC) | 11
TH91171T652 | MS | FRONT FULL HEIGHT DOOR ASSY - 2400/310 | 11
TH91171T852 | MS | FRONT FULL HEIGHT DOOR ASSY - 2400/310 | 11
CA46824XXXX | PR | DROPPER CONTACT (250A)_18.5 | #N/A
CA46825XXXX | PR | DROPPER CONTACT (800A)_18.5 | #N/A
CA56052BYXX | PR | SAFETY SHUTTER HOUSING - ALUMINIUM | #N/A
CA56117XXXX | PR | 80 PITCH COMMON DROPPER SUPPORT | #N/A
CA56172XXXX | PR | 10X80 Dropper Partition | 40
CA61076XXX1 | PR | PULTRUDED SUPPORT FR1-4P DL | 40
CA61633XXX1 | PR | PULTRUDED SUPPORT FR2 4P_OM1 | 40
CA61656XXXX | PR | PULTRUD SUPPORT FOR DIRECT LINK 1 | 40
CA64004RXXX | PR | SCREW (M8) - END COVER | #N/A
CA66074XXXX | PR | NUTPLATE_AL DROPPER ADAPTER | #N/A
CA66076XXXX | PR | NUTPLATE_AL DROPPER ADAPTER | #N/A
CA72944XXX3 | PR | SUPPORT JOINT SHROUD 3 | 40
CA72944XXX4 | PR | SUPPORT 4-JOINT SHROUD | 40
CA72945XXX3 | PR | JOINT SHROUD 3 | 40
CA72945XXX7 | PR | JOINT SHROUD 7 | 40
CA72945XXX8 | PR | JOINT SHROUD 410 AL HBB 10X150 | 40
CA77016XXXX | PR | CUST TERM FIXING _BRACKET TYPE 2B | #N/A
CA77256XXX4 | PR | BARRIER-10X80DRP-BOTTOM-80P-2400/410 | #N/A
CA77282XXXC | PR | INTERFRONT PARTITION-BOTTOM | 40
CA78223XXX3 | PR | DRP TOP VERT. BARRIER-80P-AL | #N/A
CA78223XXX4 | PR | DRP TOP VERT. BARRIER-80P-AL | #N/A
CA78295XXXX | PR | DUMMY SAFETY SHUTTER 80P-Cu-TOP | #N/A
CA78296XXXX | PR | DUMMY SAFE_SHUTTER BKT B/W DRP-80P-Cu-TO | #N/A
CA78323XXX1 | PR | HORI PHASE BARRIER-VBB TOP-50kA-AL | #N/A
CA78323XXX2 | PR | HORI PHASE BARRIER-VBB TOP-50kA-AL | #N/A
ST51073XXXX | PR | POLYCARBONATE SHEET | #N/A
CA61630XXXX | PR | PULTRUDED SUPPORT XTRA SUPPORT BUS DDIL | 40
CA74003AX4X | PR | D\W SUPPORT CHANNEL -400MM AOC-313 MM | #N/A
CA78275XXXX | PR | FW MODULE RHSLOCK | #N/A
CA97669XXX3 | PR | 80P AL VERTICAL EARTHBAR ASM-2400/310 | #N/A
CDG11AF016SA(M) | Relay | CDG11AF016SACH RELAY | 60
CDG31FF014SB(M) | Relay | CDG31FF014SBCH RELAY | 60
CM90345OOKO | DN | DN1-160M 100A 3P MCCB | 52
CM92157OOOOAG | DN | MCCB dsine DN2-250N 160A 4P MTX 2.0 | 52
CM98944OOHO | DN | MCCB dsine DN0-100M 63A 3P (9in) | 52
CS97014BOOO | MCX | MCX12 Contactor 240V, 50Hz | 53
CS97023BOOO | MCX | MCX41 Contactor 240V, 50Hz | 53
EXP_LOOSECASE14 | PKG | 406MMX406MMX406MM-V-0.029 | 20
SA92479 | PKG | RACKING HANDLE ASSEMLLY-TQ3 | 20
SH03956CK6 | PKG | TX160: CRATE PKG D 1144 W 1800 H 2400 | 20
SH03956CL3 | PKG | TX160: CRATE PKG D 1144 W 900 H 2400 | 20
SH03957CT4 | PKG | TS: CRATE PKG D 1144 W 1400 H 2400 | 20
SH03957CX1 | PKG | TS: CRATE PKG D 1144 W 2000 H 2400 | 20
SH03957CX3 | PKG | TS: CRATE PKG D 1144 W 1600 H 2400 | 20
SPE0005800035 | Meter | AMMETER AE,0-50-400A,CLASS 1.5 | 60
SPE0005800036 | Meter | AMMETER AE,0-100-800A,CLASS 1.5 | 60
SPE0005800040 | Meter | AMMETER AE,0-150-1200A,CLASS 1.5 | 60
SPE0005800255 | Meter | AMMETER AE,0-250A,CLASS 1.5 | 60
SPE0005800261 | Meter | AMMETER AE,0-400A,CLASS 1.5 | 60
SPE0005800309 | Meter | AMMETER AE,0-1250A,CLASS 1.5 | 60
SPE0005800591 | Meter | AMMETER AE,0-5-40A,CLASS 1.5 | 60
SPE0005800592 | Meter | AMMETER AE,0-10-80A,CLASS 1.5 | 60
SPE0005800650 | Meter | AMMETER AE,0-75-600A,CLASS 1.5 | 60
SPE0005801230 | Meter | AMMETER AE,0-630A,CLASS 1.5,NOT APPLICAB | 60
SPE0005801780 | Meter | AMMETERAE,0-150A,CLASS 1.5,NOT APPLICABL | 60
SPE0023400001 | Meter | VOLTMETER MOVING COIL (AC),0-500V,AE | 60
SPE0023400045 | Meter | VOLTMETER MOVING COIL (AC),0-250V,AE | 60
SPE0047700093 | CT VT | VT 415/R3 / 110/R3 V CL.1/3P | 60
SPE0081700212 | PKG | EXTRA_ITEM_MTR H2-Z,D=150MM POLYOLEFIN S | 20
SPE0107800941 | CT VT | 2000A/1A CLPS CTs | 60
SPE0108600351 | Sel Sw | SALZER 16 A, 4 POLE, 4 POSITION | 60
SPE0114300001 | Timer | GIC HM36(AC MODEL) #GHMTYPE#,#GHMVOLT# | 60
SPE0117300079 | MCB | DX3,2 POLE,25A,250VDC | 60
SPE0117300082 | MCB | DX3,2 POLE,0.5A,250VDC | 60
SPE0117300083 | MCB | DX3,2 POLE,1A,250VDC | 60
SPE0117300086 | MCB | DX3,2 POLE,0.5A,415VAC,C-CURVE | 60
SPE0117300148 | MCB | DX3,2 POLE,1A,415V AC,C-CURVE | 60
SPE0117300197 | MCB | DX3,1 POLE,16A,415V AC,C-CURVE | 60
SPE0117300199 | MCB | DX3,1 POLE,2A,415V AC,C-CURVE | 60
SPE0117800510 | CT VT | 5A/1A,7.5VA,CL1,RESIN CAST (CLASS-F) | 60
SPE0117800513 | CT VT | 10A/1A,7.5VA,CL1,RESIN CAST (CLASS-F) | 60
SPE0117800519 | CT VT | 100A/1A,7.5VA,CL1,RESIN CAST (CLASS-F) | 60
SPE0117800857 | CT VT | 250A/1A,15VA,CL1,RESIN CAST (CLASS-F) | 60
SPE0117800860 | CT VT | 1250A/1A,15VA,CL1,RESIN CAST (CLASS-F) | 60
SPE0117801592 | CT VT | 400A/1A,15VA,CL1,RESIN CAST (CLASS-F) | 60
SPE0117801597 | CT VT | 150A/1A,7.5VA,CL1,RESIN CAST (CLASS-F) | 60
SPE0117802767 | CT VT | 630A/1A,15VA,CL1,RESIN CAST (CLASS-F) | 60
SPE0117802768 | CT VT | 50A/1A,7.5VA,CL1,RESIN CAST (CLASS-F) | 60
SPE0117802769 | CT VT | 75A/1A,7.5VA,CL1,RESIN CAST (CLASS-F) | 60
SPE0117802770 | CT VT | 1000-2000A/1A,15VA,CL1,RESIN CAST (CLASS | 60
SPE0117802771 | CT VT | 800A/1A,15VA,CL1,RESIN CAST (CLASS-F) | 60
SPE0123801486 | CT VT | 1250A/1A,15VA,5P10 CT | 60
SPE0123801859 | CT VT | 2000A/1A,15VA,5P10 CT | 60
SPE0146800005 | Fuse | FUSE BASE FOR SEMICONDUCTOR FUSE,400A | 60
SPE0146800008 | Fuse | FUSE BASE FOR SEMICONDUCTOR FUSE,200A | 60
SPE0148400002 | Fuse | HIGH SPEED FUSE,400A,#BUSS_HSF_MSW# | 60
SPE0156700017 | Meter | AM,AE,MOVING COIL (AC),0-1000A | 60
SPE0183000085 | SS | EMX3 S/S EMX3 0053B 411 | 60
SPE0183000086 | SS | EMX3 S/S EMX3 0097B 411 | 60
SPE0183000087 | SS | EMX3 S/S EMX3 0105B 411 | 60
SPE0183000088 | SS | EMX3 S/S EMX3 0220B 411 | 60
SPE0228700295 | CT VT | CONTROL TRAFO, 3000 VA, 395-405-415-425- | 60
SPE0253400021 | Fuse | SQUARE BODY DIN43653(-U/80),170M1318 | 60
SPE0293500133 | Sel Sw | SALZER D-DC STD,16A,2P,4POS SWITCH | 60
SPE0293501360 | Sel Sw | SALZER D-DC STD,16A,6P,4POS SWITCH | 60
SPE0374900002 | OEN | ABB CM RLY:1SVR 630 884 R3300 | 60
ST41128 | PR | FR1-800W-REF-WIDTH WISE CHANNEL | #N/A
SYER053TS | Vendor | PART ASSEMBLED SWITCHBOARD | #N/A
SYER053TX | Vendor | PART ASSEMBLED SWITCHBOARD | #N/A
SYER053TXMO1 | Vendor | GENERIC FEEDER | #N/A
TH41919XX50 | PR | PCC JOINT SHROUD SPACER | 40
TH90151XXX5 | IC OG Contact | Power terminals 630A Incoming-TPN | 71
TH90151XXX6 | IC OG Contact | Power terminals 630A Outgoing-TPN | 71
UW112NFBA200018332 | ACB | OMEGA FR1 1250A N 4P100%N EBR | 51
UW116NFC0000017315 | ACB | OMEGA FR1 1600A N 4P100%NCR | 51
UW220SFBA200018328 | ACB | OMEGA FR2 2000A S 4P100%N EBR | 51
UW220SFC0000012746 | ACB | Omega FR2 2000A S 4P100%NCR | 51
UW220SFC0000018331 | ACB | OMEGA FR2 2000A S 4P100%NCR | 51
VAJH13YF0752BBA | Relay | AREVA VAJH13 RELAY WD NO:01VAJH13YF-002 | 60
VAX31ZG0750BA | Relay | VAX31 RELAY W.D.: 01VAX31ZG 001 | 60
WC400010OOOO | Meter | kWh LCD meter Cl 1 without RS485 | 53
WC440010OOOO | Meter | MFM 4400 LCD meter Cl 1 without RS485 | 53
WC600011OOOO | Meter | MFM 6000 LCD meter Cl 1 with RS485 | 53
CF44504###1 | Link | BUSBAR RYBN U POWER | #N/A
CF44504###2 | Link | BUSBAR RYBN U POWER | #N/A
CF43620R21A#100 | Link | OG CABLE LINKS-RYB | #N/A
CF43620Y21A#100 | Link | OG CABLE LINKS-RYB | #N/A
CF43620B21A#100 | Link | OG CABLE LINKS-RYB | #N/A
SH30021##CU | Link | FISH PLATE-EXT. E/B TERM. FOR 70MM E/C | #N/A
CF43879#750 | Link | CONNECTING LINK | #N/A
CF43879#600 | Link | CONNECTING LINK | #N/A
SA94994###U | MS | VERT CHANNEL ASSY.MID LHS U_ACB TF3 | 11
SA94993###U | MS | VERT CHANNEL ASSY.MID RHS U_ACB TF3 PNL | 11
CF76018 | MS | ACB DOOR | 11
CF76019 | MS | ACB DOOR | 11
CF76016 | MS | RELAY DOOR - 800W 600H | 11
CF76017 | MS | DOOR | 11
CF72286#NEW#70 | MS | PARTITION AUXBUS SHIELD WIT 70MM COLLAR | 11
CA61096XXXX | PR | pultrude support_30grp_5k_om | 40
CF73570###3 | MS | CBCT BRACKET | 11
SA73481###U | MS | BUSBAR SHIELD U POWER | 11
SPE0096700080 | CT VT | CTNEW 800,1A,15,PROTECTION,CL.5P20,BPL,P | 60
SPE0117802794 | CT VT | 200A/1A,15VA,CL1,RESIN CAST (CLASS-E) | 60
SPE0123800905 | CT VT | 200A/1A,15VA,5P20 CT | 60
SPE0152100004 | Lug & Gland | DOWELL LUG CRIMPING TYPE LUG, CUS-242 | 60
SPE0152100013 | Lug & Gland | DOWELL LUG CRIMPING TYPE LUG, CUS-359 | 60
SPE0152100054 | Lug & Gland | DOWELL LUG CRIMPING TYPE LUG, CUS-243 | 60
SPE0152100098 | Lug & Gland | DOWELL LUG CRIMPING TYPE LUG, CUS-245 | 60
SPE0152200047 | Lug & Gland | COMET SINGLE COMP. BRASS GLAND,G11R50 | 60
SPE0172600005 | Relay | ABB PSU14n2X,110V DC,7NO + 7NC | 60
SPE0202200004 | PLUG & SOCKET | PLUG 16A,240VAC,GREY (OP01W16) | 60
SPE0202800004 | PLUG & SOCKET | SOCKET ANCHOR,6/16A 6PIN SOCKET-39995 | 60
SPE0293501020 | Sel Sw | SALZER D-DC STD,16A,2P,4POS SWITCH | 60
SPE0388800005 | Ethernet | LT26G-HV-HV-R-8RJ45-8RJ45-8RJ4 | 60
SPE0426300104 | CBCT | CBCT REM615,MOP:300MA (MIN)(+- 5%),ID:15 | 60
SPE0437300014 | Communication | DLINK CABLE:-25M | 60
SYNB815TF | Vendor | PART ASSEMBLED SWITCHBOARD | #N/A
SZP4272#####AL | Link | Earth link | #N/A
UW108SXBA200018277 | ACB | OMEGA FR1 800A S 3P EBR | 51
UW108SXC0000018282 | ACB | OMEGA FR1 800A S 3PCR | 51
UW110SXBA200018280 | ACB | OMEGA FR1 1000A S 3P EBR | 51
UW110SXC0000018281 | ACB | OMEGA FR1 1000A S 3PCR | 51
CM98944OOGO | DN | MCCB dsine DN0-100M 50A 3P (9In) | 52
CQ72738 | MS | DOOR-400 | 11
CQ73031 | MS | DOOR | 11
CQ73032 | MS | DOOR-400 | 11
CQ74009 | MS | CONTROL PLATE | 11
CQ74049 | MS | DOOR | 11
CQ74131 | MS | DOOR | 11
SA42928 | Link | 4" BUS BAR STAND ALONE PANEL | #N/A
SA74633 | MS | END PLATE | 11
SH00022E03R | CT VT | 20-30-40/1A 15VA CL1 WPL RC CT | 60
SH78866B##2 | MS | GLAND OR BELLOW PLATE-125A | 11
SPE0143500041 | ELR | PROKDV ELR,85-275V AC/DC,40MM | 60
SPE0152100003 | Lug & Gland | DOWELL LUG CRIMPING TYPE LUG, CUS-354 | 60
SPE0152100014 | Lug & Gland | DOWELL LUG CRIMPING TYPE LUG, CUS-557 | 60
SPE0152100147 | Lug & Gland | DOWELL LUG CRIMPING TYPE LUG, CUS-542 | 60
SPE0152200030 | Lug & Gland | COMET SINGLE COMP. BRASS GLAND,G7 R27 | 60
SPE0152200058 | Lug & Gland | COMET SINGLE COMP. BRASS GLAND,G8R35 | 60
SPE0152200071 | Lug & Gland | COMET SINGLE COMP. BRASS GLAND,G6 R29 | 60
SPE0180200002 | PB | NO BLOCK (EC1C) | 60
SPE0217400001 | PB | NC BLOCK (EC2C) | 60
SPE0340200004 | MCB | DX3 RCCB: 4118 78 | 60
SYNJ539TQ | Vendor | PART ASSEMBLED SWITCHBOARD | #N/A
SYNJ539TQMO1 | Vendor | GENERIC FEEDER | #N/A
SYNJ539TQMO2 | Vendor | MOD HALB | #N/A
TQ26674 | MS | SUPPORTING ANGLE MTB TQ3-400 | 11
TQ30006 | MS | CONTROL PLATE | 11
TQ31281 | MS | DOOR 200-DM16/100(D/O) TQ3 | 11
TQ46110 | MS | DOOR | 11
TQ59882 | MS | BASE PLATE DM100 | 11
BG202503 | RCCB | RCCB 25A,2P,0.03A , FINISHED | 53
CA73260IP4X | MS | HOOD_TOP_COVER_SMALL | 11
CA91584IP4X | MS | FLAP ASSEMBLY | 11
CQ73214#100 | MS | SIDE PLATE | 11
CQ74148 | MS | TTB MOUTING BRACKET - DEV | 11
SA42127C | Link | DROPPER RYB | #N/A
SA75648#CUT | Link | TOP PLATE-TQ3 DF WITH 4 ARC FLAP | #N/A
SL97809OOOO | DL/DM | MCCB DL100 100A 3P TM | 52
SPE0005800565 | Meter | AMMETER RISHAB,0-3-24A,CLASS 1 | 60
SPE0005800566 | Meter | AMMETER RISHAB,0-5-40A,CLASS 1 | 60
SPE0005800567 | Meter | AMMETER RISHAB,0-10-80A,CLASS 1 | 60
SPE0005800611 | Meter | AMMETER RISHAB,0-15-120A,CLASS 1 | 60
SPE0005800682 | Meter | AMMETER RISHAB,0-50-400A,CLASS 1 | 60
SPE0117802726 | CT VT | 630A/1A,7.5VA,CL1,RESIN CAST (CLASS-E) | 60
SPE0126600013 | Meter | PM5310,3PH 4W,METSEPM5310 | 60
SPE0147000002 | Terminal | WAGO, 281-101 | 61
SPE0147100002 | Terminal | WAGO END PLATE,281-301 | 61
SPE0147700003 | Terminal | WAGO MARKER 1-10 793-5 | 61
SPE0192000005 | TTB | TEST TERM BLOCK_METRNG_COMPACT,3PH 4W,LI | 60
SYRD074TQ | Vendor | PART ASSEMBLED SWITCHBOARD | #N/A
SYRD074TQMO1 | Vendor | GENERIC FEEDER | #N/A
SZS4513F | Link | I/C &O/G ADAPTORS - R & B(DN3 630H 3P) | #N/A
SZS7955 | MS | BRACKET FOR AUXBUS SHROUD | 11
SZS7957 | MS | AUXBUS SHIELD-800W PNL | 11
TQ30035 | MS | CONTROL PLATE-TQ3 | 11
TQ32088D | MS | DOOR 400 D/O | 11
TQ32250D | MS | DOOR-500 DL/DM 16/100 WITH DN HANDLE | 11
TQ45140#100T16 | MS | SIDE PARTITION | 11
CA71052D6XXT2 | MS | IC BARRIER FOR 6OOW - BREAKER MOUNTING | 11
CA71285C63XT3 | MS | 600W AOC BOTTOM PLATE | 11
CA71783RX1AT2 | MS | END COVER- BOTTOM, RIGHT,2THK | 11
CA71784RX1AT2 | MS | END COVER -BOTTOM, LEFT, 2THK | 11
CA72093XXXX | MS | DROPER CLAMP CHANEL 1000D 4P AL PANEL | 11
CA72396XXXX | MS | OG LINK SUPPORT HOLDER | 11
CA73770QXX3T2 | MS | DROPPER RHS FRONT SHROUD | 11
CA73771XXXX | MS | OG LINK SUPPORTING CHANNEL - DDIL | 11
CA73773XXXX | MS | IC LINK SUPPORTING CHANNEL | 11
CA73776DXX3T2 | MS | FEEDER SEPERATION | 11
CA73911QXX1T2 | MS | REAR SIDE SHROUD- DDNIL-1100D | 11
CA74003AXXM | MS | MIDDLE CHANNEL-1793 MM | 11
CA74003M333 | MS | REAR HEIGHT WISE CHANNEL - 1333MM | 11
CA74004AXXA | MS | CORNER VERTICAL CHANNEL(2200MM) | 11
CA74055RX3A | MS | SIDE PANEL (LHS &amp; RHS) | 11
CA75345XXX1T2 | MS | DN2-4P FRONT SHROUD-L | 11
CA75346XXX1T2 | MS | DN2-4P FRONT SHROUD-R | 11
CA75352XXXX | MS | DN2 1000D DEPTH CHNL | 11
CA75354XXXX | MS | DN2 4P BASE PLATE | 11
CA77205XXXX | MS | FLAP_INTERNAL_ARC | 11
CA91011G632 | MS | DOOR ASSY VACANT 600W X 320H | 11
CA91011G640 | MS | DOOR ASSY VACANT 600W X 400H | 11
CA91501B61RF | MS | HOOD ASSEMBLY REAR 1260D-UNF | 11
CA91854B66X | MS | TOP PLATE WITH MESH WELDING ASSY | 11
CA93025G6F2IL | MS | REAR DOOR 6W 22H 310 WITH ML &amp; 1TYPE | 11
CA97176XXXX | MS | WELDED ASSY FLAP FRAME | 11
CF76013XXXX | MS | TS DOOR - 600W 400H MCCB TOP | 11
CF76014XXXX | MS | TS DOOR - 600W 400H MCCB MID | 11
CF76015XXXX | MS | TS DOOR - 600W 400H MCCB BOT | 11
TH37934XXX2 | MS | REACTOR PLATE ASSY-50KVAR | 11
TH37938XXXX | MS | REACTOR MOUNTING PLATE ASSY-600W | 11
TH38082V320 | MS | BASE PLATE-MID/BOT COMPT-600W | 11
TH38763XXXXT2 | MS | DROPPER REAR SHROUD | 11
TH38764XXXXT2 | MS | DROPPER SHROUD FILLER | 11
TH38765XXXXT2 | MS | BOTTOM DROPPER BOTTOM SHROUD | 11
TH76058X6XX | MS | SLOTTED INTCOMPT BARRIER FOR CAPACITOR P | 11
TH76060XXX4 | MS | L CHANNEL | 11
TH76060XXX5 | MS | L CHANNEL | 11
TH76487XXXX | MS | FRONT IP BARRIER WITH KNOCKOUTS, 2200HT, | 11
TH76489XXXX | MS | REAR IP BARRIER WITH KNOCKOUTS - 2200 - | 11
TH76752D640T2 | MS | TOP COMPT BASE PLATE | 11
TH76753XXXX | MS | DROPPER SUPPORT-TOP | 11
TH76754W640 | MS | BASE PLATE-MID/BOT COMPT | 11
TH76755X6XST2 | MS | CAPACITOR BUS PARTITION | 11
TH76756X632 | MS | PARTITION FOR CAP. FDR | 11
TH76757X6XST2 | MS | REAR BUSBAR PARTITION | 11
TH76757X6XXT2 | MS | REAR BUSBAR PARTITION | 11
TH76758X640 | MS | PARTITION FOR CAP. FDR | 11
TH76758X6MID | MS | PARTITION FOR CAP. FDR | 11
TH76758Y632 | MS | PARTITION FOR CAP. FDR | 11
TH76759XXX1 | MS | DROPPER BELOW PARTITION | 11
TH77568XAOC | MS | CAPACITOR MTG PLATE (CYL TYPE) | 11
CA42095XXXXTF | Link | SPREADER1_DN2-4P | #N/A
CA42096XXXXTF | Link | SPREADER2_DN2-4P | #N/A
CA43722XXXXTF | Link | IC LINK &amp; DROPPER CONNECTING LINK | #N/A
CA46297SYXCTF | Link | EARTHBAR EXTENSION LINK - CU | #N/A
TH42000XX8X | Link | BUSBAR 600W PCC + 600W PCC 1:10X50 | #N/A
TH42119XXXX | Link | L LINK FOR SDNIL | #N/A
TH44912XAB1TF | Link | 10X50 Cu DROPPER FOR CAPACITOR PANEL | #N/A
TH44912XAN1TF | Link | 10X50 Cu DROPPER FOR CAPACITOR PANEL | #N/A
TH44912XAR1TF | Link | 10X50 Cu DROPPER FOR CAPACITOR PANEL | #N/A
TH44912XAY1TF | Link | 10X50 Cu DROPPER FOR CAPACITOR PANEL | #N/A
TH44912XBB1TF | Link | 10X50 Cu DROPPER FOR CAPACITOR PANEL | #N/A
TH44912XBR1TF | Link | 10X50 Cu DROPPER FOR CAPACITOR PANEL | #N/A
TH44912XBY1TF | Link | 10X50 Cu DROPPER FOR CAPACITOR PANEL | #N/A
TH44913XXXBTF | Link | DN2-4P INCOMING LINK | #N/A
TH44913XXXNTF | Link | DN2-4P INCOMING LINK | #N/A
TH44913XXXRTF | Link | DN2-4P INCOMING LINK | #N/A
TH44913XXXYTF | Link | DN2-4P INCOMING LINK | #N/A
TH44914XBXXTF | Link | DN2-4P OUTGOING LINK | #N/A
TH44914XN14TF | Link | DN2-4P OUTGOING LINK | #N/A
TH44914XR18TF | Link | DN2-4P OUTGOING LINK | #N/A
TH44914XYXXTF | Link | DN2-4P OUTGOING LINK | #N/A
TH44915XX18TF | Link | CABLING ADAPTOR | #N/A
CA74143MG6X | PR | DOOR_TOP_EMBLEM HOUSING | #N/A
CA74143MG6Y | PR | DOOR_TOP_EMBLEM HOUSING | #N/A
CA97384XXXX | PR | Lever 1 Vertical opening | #N/A
CA97385XXXX | PR | Lever 2 Vertical opening | #N/A
CM90400OOOOX1 | DN | MCCB dsine DN2-250H 63A 3P MTX 1.0 | 52
CM90401OOOOX1 | DN | MCCB dsine DN2-250H 100A 3P MTX 1.0 | 52
CS96322AOOO | MO | MO C25 110V COIL (NO) | 53
CS96324AOOO | MO | MO C50 110V COIL (NO) | 53
ETACONM005R | Relay | etaCON M; 5 Step APFC Relay | 53
LTCCN325C2 | Capacitor | 25 kVAR HD Gas filled CAP, 480V, 50hz | 53
LTCCN330C2 | Capacitor | 30 kVAR HD Gas filled CAP, 480V, 50hz | 53
LTFR0730B2 | Reactor | 30kVAR 7% Reactor, 440V, 50hz | 53
LTFR0750B2 | Reactor | 50kVAR 7% Reactor, 440V, 50hz | 53
SPE0148500029 | Fuse | BUSSMANN 4A C14G4S | 60
SPE0228700290 | CT VT | CONTROL TRAFO, 750 VA, 440 V/110 V | 60
SPE0293500089 | Sel Sw | SALZER RT-AC IP2X REAR TERM,16A,2P,4POS | 60
SS94660AOOO | MN0 | MN0 40E CONTR.RELAY 110V AC | 53
SYBH123TS | Vendor | PART ASSEMBLED SWITCHBOARD | #N/A
TH51810XX1R | PR | DROPPER EXTRA SUPPORT - CAP PNL RIGHT | #N/A
TH51811XX1L | PR | DROPPER EXTRA SUPPORT - CAP PNL LEFT | #N/A
CF74302 | MS | DN3 BASEPLATE SUPP BKT | 11
CF74807 | MS | CABLE CLAMP BKT | 11
CF74808 | MS | CABEL LINK SUPPORT 4 | 11
CF74809 | MS | CABEL LINK CLAMP 4 | 11
CF74810 | MS | ATS MOUNTING BASE PLATE 2 | 11
CF74813 | MS | REAR OG VERTICAL SHROUD | 11
CF74814#450 | MS | MCCB BASE PLATE TOP | 11
CF74815#450 | MS | DN3 BASE PLATE - SIDE PLATE 1 | 11
CF75271###3 | MS | SUPPORT - 600W - DN3 - TPN | 11
CF75271###4 | MS | SUPPORT - 600W - DN3 - TPN | 11
CF76067 | MS | BRACKET CLAMP | 11
CF76068 | MS | BASE PLATE | 11
CF76069 | MS | BASE PLATE -300 HT | 11
CF76070 | MS | BARRIER | 11
CF76071 | MS | LINK SUPPORT | 11
CF76077 | MS | BOTTOM BUS SHIELD | 11
CF76078 | MS | BOTTOM BUS SHIELD | 11
CF76079 | MS | DOOR DN4 TF | 11
CF76080 | MS | DOOR | 11
CF76081 | MS | DOOR | 11
CF76082 | MS | DOOR | 11
CQ71618 | MS | DOOR - 600 - DN2-250 FIX | 11
CQ71785LH##PLN | MS | HBB COVERING SHIELD PLAIN | 11
CQ71785RH##PLN | MS | HBB SHIELD-RHS TQ3 BTM BUS | 11
CQ72655 | MS | BKT FOR R-PH RISER DN2-250 | 11
CQ72656 | MS | BARRIER | 11
CQ73584 | MS | DOOR-300(DN2-250+2:I/L) | 11
CQ74095 | MS | DOOR | 11
CQ74096 | MS | DOOR | 11
CQ74097 | MS | DOOR | 11
SA74815 | MS | END COVER LHS FRONT MID | 11
SA74826##4G | MS | BTM PLATE-TQ3 | 11
SA74841 | MS | DROPPER SHIELD BOT TQ3 SF BOT BUS | 11
SA74845#T16 | MS | I/P BARRIER TOP -TQ3 SF BOT BUS | 11
SA74846 | MS | ANGLE DROPPER BARRIER | 11
SA74868 | MS | CBC DOOR | 11
SA74869 | MS | REAR DOOR BOT LHS TQ3 SF BOT BUS | 11
SA74870 | MS | REAR DOOR BOT LHS TQ3 SF BOT BUS | 11
SA75103 | MS | BOTTOM COVER (REAR) TQ3 SF-BOT BUS | 11
SA77786#450 | MS | BARRIER V.C. SIZE 600 - TF600W | 11
SA77803#TF9 | MS | INTER COMPARTMENT BARRIER - TF900 | 11
SA94007##BB | MS | COVER FRONT TF900 BOT.BUS. | 11
SA94913S30# | MS | DOOR ASSY. U.C. VACANT(300) - TF600 | 11
SA94981 | MS | Vertical Channel assy. lhs mid bb | 11
SA94982 | MS | vertical channel assy. mid. bb | 11
SA94985#210 | MS | VER CHANNEL ASSY.LHS-FR,RHS-RR - 210HBB | 11
SA94986#210 | MS | VER CHANNEL ASSY.LHS-FR,RHS-RR-210HBB | 11
SH21167W6RE | MS | ACB MOUNTING CHANNEL | 11
SH21553F60W | MS | TRAY 600W | 11
SH21643 | MS | BARRIER RHS TOP REAR TF900 BOT. BUS | 11
SH77625#600 | MS | WIRE SUPPORT-600W | 11
SH77968#300 | MS | ADD ON PLATE | 11
ST26668 | MS | END COVER RH REAR TQ3DF/TF9 TBB(JIT) | 11
ST26705 | MS | END COVER RH REAR TQ3SF TBB(JIT) | 11
SZP7815MS3# | MS | TOP PLATE-TF600-900D | 11
SZP7917#MS3 | MS | TOP PLATE - 600 W PANEL AOC | 11
SZP7918MS2# | MS | BOTTOM PLATE-AOC-TF600W | 11
SZP9033 | MS | WELDED BASE ASSY AOC 600 W X 310 | 11
SZP9034 | MS | TOP FRAME AOC 600 W X 310 | 11
SZS7726W6FR | MS | BUSBAR BARRIER-FRONT &amp;amp; REAR BOT | 11
SZS7726W6RE | MS | BUSBAR BARRIER-FRONT &amp;amp;amp; REAR | 11
SZS7879ENDP | MS | FILLER PIECE | 11
SZS7879TQTQ | MS | FILLER PIECE | 11
TF51475 | MS | CHANNEL - B.P. MTG | 11
TF58947 | MS | BUSBAR SHIELD IN 600W PNL AOC | 11
TF74730#FRT | MS | HBB BARRIER-FRONT 600W DUMEY PNL TF9 | 11
TF74730#RER | MS | HBB BARRIER-REAR 600W DUMEY PNL TF9 | 11
TH37939XXX2 | MS | CAPACITOR PLATE | 11
TQ60656#300 | MS | BASE PLATE DN2 DM/DL 160/250 WIRE | 11
CA43637XXXX | Link | MCCB MIDDLE SPREADER - DN3 4P | #N/A
CA43797XXXX | Link | MCCB SIDE SPREADER - DN3 | #N/A
CF43816##A1 | Link | DN3 LINK | #N/A
CF43816##B1 | Link | DN3 LINK | #N/A
CF43816##C1 | Link | DN3 LINK | #N/A
CF43817A1D1 | Link | DN3 LINK | #N/A
CF43817A1D3 | Link | DN3 LINK | #N/A
CF43818##A# | Link | VERTICAL LINK | #N/A
CF43818##B# | Link | VERTICAL LINK | #N/A
CF43818##C# | Link | VERTICAL LINK | #N/A
CF43819ABTM | Link | OG CABLE LINK | #N/A
CF44533##B1 | Link | OG LINK DN3 | #N/A
CF44533##B2 | Link | OG LINK DN3 | #N/A
CF44533##N1 | Link | OG LINK DN3 | #N/A
CF44533##N2 | Link | OG LINK DN3 | #N/A
CF44533##R1 | Link | OG LINK DN3 | #N/A
CF44533##R2 | Link | OG LINK DN3 | #N/A
CF44533##Y1 | Link | OG LINK DN3 | #N/A
CF44533##Y2 | Link | OG LINK DN3 | #N/A
CF44534##B1 | Link | RISER LINK | #N/A
CF44534##B2 | Link | RISER LINK | #N/A
CF44534##N1 | Link | RISER LINK | #N/A
CF44534##N2 | Link | RISER LINK | #N/A
CF44534##R1 | Link | RISER LINK | #N/A
CF44534##R2 | Link | RISER LINK | #N/A
CF44534##Y1 | Link | RISER LINK | #N/A
CF44534##Y2 | Link | RISER LINK | #N/A
CF44535##B1 | Link | DIRECT LINK CO SWITCH | #N/A
CF44535##N1 | Link | DIRECT LINK CO SWITCH | #N/A
CF44535##R1 | Link | DIRECT LINK CO SWITCH | #N/A
CF44535##Y1 | Link | DIRECT LINK CO SWITCH | #N/A
CF44536 | Link | BUSBAR RYBN | #N/A
CQ41155 | Link | I/C LINK-R B FOR DN2-250 | #N/A
CQ41156 | Link | I/C LINK-Y | #N/A
CQ41157 | Link | RISER LINK-R FOR DN2-250 | #N/A
CQ41158 | Link | riser y | #N/A
CQ41159 | Link | RISER-B | #N/A
CQ41160 | Link | o/g link r | #N/A
CQ41161 | Link | O/G LINK-Y FOR DN-250 | #N/A
CQ41162 | Link | O/G LINK-B FOR DN-250 | #N/A
CQ41163 | Link | ADAPTOR-R B | #N/A
CQ41164###1 | Link | ADAPTOR-B | #N/A
CQ41164###2 | Link | ADAPTOR-B FOR DN-250 | #N/A
CQ41165 | Link | O/G LINK-N FOR EXT. NE. CT IN DN2-250 | #N/A
CQ41166 | Link | RISER-N | #N/A
CQ41167####A## | Link | ADAPTOR | #N/A
CQ41170 | Link | ISO LINK-N CT | #N/A
SA45103 | Link | TQ3 DRP 12X50AL 4" BOT.BUS | #N/A
SA45104 | Link | TQ3 DRP AL 10X304"BOT HBB | #N/A
SA45105 | Link | VERTICAL EARTHBAR BOT. BUS TQ3 | #N/A
SH31061S61AX | Link | COUPLING LINK TF9+TQ3 U POWER | #N/A
SZS4124A0SR | Link | EARTH LINK 6X50 AL FOR T99+TQ6 | #N/A
SZV4174##AL | Link | V.EB. TF900-BB | #N/A
TQ63928###A | Link | I/C LINK-N | #N/A
ATC2000OOOO | COS | ATC AuXC 2000 Controller | 53
CF43819ATOP | Link | CABLE LINK | #N/A
CK90166BOOO | COS | Motorised COSD Frame 4-400A-240V a.c. | 53
CM92065OOOOAG | DN | MCCB dsine DN2-250S 40A 3P MTX 2.0 | 52
CM92076OOOOAG | DN | MCCB dsine DN2-250S 160A 3P MTX 2.0 | 52
CM94153OOOOAG | DN | MCCB dsine DN3-400S 400A 4P MTX 2.0 | 52
CX40002OOOO | COS | ACC CO Fr.4 AUX. Contact Kit (2 C/O) | 53
SA75658 | MS | channel top middle tq3 BB (welded) | 11
SH00023C52R | CT VT | 20-30-40/5A 7.5VA CL5P10 WPL RC CT | 60
SPE0005800177 | Meter | AMMETER AE,0-400A,CLASS 1.5 | 60
SPE0005801781 | Meter | AMMETERAE,0-10-80A,CLASS 1.5,NOT APPLICA | 60
SPE0005801782 | Meter | AMMETERAE,0-15-120A,CLASS 1.5,NOT APPLIC | 60
SPE0005801783 | Meter | AMMETERAE,0-40-320A,CLASS 1.5,NOT APPLIC | 60
SPE0023400117 | Meter | VOLTMETER MOVING COIL (AC),0-500V,AE | 60
SPE0043321804 | CT VT | CONTROL TRAFO 415/240V, 2000VA | 60
SPE0117801530 | CT VT | 400A/5A,15VA,CL1,RESIN CAST (CLASS-E) | 60
SPE0226000009 | Relay | P21180610120111 | 60
SPE0226000010 | Relay | P21180610120121 | 60
SYME399TF | Vendor | PART ASSEMBLED SWITCHBOARD | #N/A
SYME399TQ | Vendor | PART ASSEMBLED SWITCHBOARD | #N/A
TH32277XXXX | MS | SIDE PLATE RHS 560F | 11
WC441011OOOO | Meter | MFM 4410 LCD METER CL 1 WITH RS485 | 53
CM98944OOKO | DN | MCCB dsine DN0-100M 100A 3P (9In) | 52
CQ73429 | MS | DOOR-600 | 11
CQ74050 | MS | DOOR | 11
CQ74051 | MS | DOOR | 11
CQ74140 | MS | CONTROL PLATE | 11
SA74632 | MS | SIDE PLATE RHS FXD. PT FDR SIZE 300 | 11
SPE0143500054 | ELR | PROKDV ELR,85-275V AC/DC,65MM | 60
SPE0152100005 | Lug & Gland | DOWELL LUG CRIMPING TYPE LUG, CUS-355 | 60
SPE0152100009 | Lug & Gland | DOWELL LUG CRIMPING TYPE LUG, CUS-357 | 60
SPE0152200070 | Lug & Gland | COMET SINGLE COMP. BRASS GLAND,G11 R48 | 60
SPE0152200074 | Lug & Gland | COMET SINGLE COMP. BRASS GLAND,G7 R29 | 60
SYNJ531TQ | Vendor | PART ASSEMBLED SWITCHBOARD | #N/A
SYNJ531TQMO1 | Vendor | GENERIC FEEDER | #N/A
SYNJ531TQMO2 | Vendor | MOD HALB | #N/A
TQ46406 | MS | BASE PLATE - SIZE500MM | 11
CQ72157 | MS | DOOR-300 | 11
CQ72973 | MS | CONTROL PLATE | 11
CQ73560 | MS | CONTROL PLATE(4:I/L+1:RESET CORD+1:A72+1 | 11
CQ74139 | MS | DOOR 800 - FN250 | 11
CS965561OOO | MDX | MDX 3P 80A(AC3) 110V DC (11BF80C) | 53
CS965571OOO | MDX | MDX 3P 95A(AC3) 110V DC (11BF95C) | 53
CS965661OOO | MDX | MDX 3P 18A(AC3) 1NO 110V DC (BF1810D) | 53
CS965671OOO | MDX | MDX 3P 25A(AC3) 1NO 110V DC (BF2510D) | 53
CTUM15ZG001A | Relay | CTUM15 RELAY W.D.: MZDZ607.01-1 | 60
SA73284 | MS | 2MM BOTTOM PLATE CBC SF TQ3 | 11
SA74630 | PR | PVC SHROUD O/G ABOVE 250A TQ3 | 40
SA93154 | MS | CHASSIS BASE ASSY. I/C,160A,TQ3 | 11
SH00022E02R | CT VT | 5-10-15/1A 15VA CL1 WPL RC CT | 60
SH03938 | LED | 22.5MMDIA.110V DC,RED,LEDLAMP,TEKNIC | 61
SH03939 | LED | 22.5MMDIA.110V DC,GREEN,LEDLAMP,TEKNIC | 61
SH03940 | LED | 22.5MMDIA.110V DC,AMBER,LEDLAMP,TEKNIC | 61
SH03943 | LED | 22.5MMDIA.110V DC,FLUWHITE,LEDLAMP,TEKNI | 61
SH49070 | Link | 2 PANELS BUSBAR R Y B N | #N/A
SPE0042700638 | Meter | DIGITAL AC AMMETER,240V AC,0-15A | 60
SPE0042700639 | Meter | DIGITAL AC AMMETER,240V AC,0-30A | 60
SPE0042700641 | Meter | DIGITAL AC AMMETER,240V AC,0-100A | 60
SPE0306500016 | OEN | OEN31 4R:DC RELAY,4R-3-110 | 60
SPE0426300107 | CBCT | CBCT CTUM 15,MOP:1A (+- 5%) | 60
SYNJ557TQ | Vendor | PART ASSEMBLED SWITCHBOARD | #N/A
SYNJ557TQMO1 | Vendor | GENERIC FEEDER | #N/A
TQ30140 | MS | CONTROL PLATE | 11
TQ31054 | MS | DOOR - AUX FIX 200 | 11
XM80552 | Resistor | IRLO RESISTOR 0.75K-25W | 60
XM81438 | Resistor | RESISTOR - ML4/6 ECO RESISTOR KIT | 60
CQ74138 | MS | DOOR - 500 - FN125 | 11
CS965541OOO | MDX | MDX 3P 50A(AC3) 110V DC (11BF50C) | 53
CS965641OOO | MDX | MDX 3P 9A(AC3) 1NO 110V DC (BF0910D) | 53
SA60305 | PR | EXTENSION SHAFT FN160 HORZ TQ3 M | 61
SH97609OOHO | OLR | MN12L RELAY (42-69A) | 53
SPE0042700640 | Meter | DIGITAL AC AMMETER,240V AC,0-60A | 60
SYNJ556TQ | Vendor | PART ASSEMBLED SWITCHBOARD | #N/A
SYNJ556TQMO1 | Vendor | GENERIC FEEDER | #N/A
TQ31082 | MS | DOOR - 2*1/2NH | 11
CF43795###B | Link | I/C LINK R | #N/A
CF43795###R | Link | I/C LINK R | #N/A
CF43795###Y | Link | I/C LINK-Y | #N/A
CF43803 | Link | ADAPTOR-R B | #N/A
CF43804 | Link | ADAPTOR-Y | #N/A
CF44532 | Link | BUSBAR - RYBN TF9 | #N/A
CF74781#800 | MS | BASE PLATE-1050W | 11
CF74782 | MS | BRACKET FOR DN2 | 11
CF74783#LHS | MS | BRACKET FOR BASE PLATE-LHS | 11
CF74783#RHS | MS | BRACKET FOR BASE PLATE-LHS | 11
CF74784 | MS | BASE PLATE-800W | 11
CF74786#TOP | MS | HBB BELOW BARRIER | 11
CF74787 | MS | REAR MS SHROUD | 11
CF74797 | MS | O/G PLATE | 11
CF75062 | MS | TRAFO MTG CHANNEL - TF900 - U POWER | 11
CF76062 | MS | VFD DOOR 750H | 11
CF76063 | MS | VFD DOOR | 11
CF76064 | MS | REAR DOOR - 800 WIDE PANEL | 11
CQ40576 | Link | CONNLINK-R | #N/A
CQ40577 | Link | CONNLINK-Y | #N/A
CQ40578 | Link | CONNLINK -B | #N/A
CQ72470 | MS | BASEPLATE - FN125 VFD FW | 11
CQ72690 | MS | DM160 MTG BKT | 11
CQ74118 | MS | BASE PLATE FOR VFD | 11
CQ74121 | MS | BASE PLATE FOR VFD FEEDER | 11
CQ74122###1 | MS | CHANNEL FOR CHOKE | 11
CQ74123 | MS | CHOKE PLATE | 11
CQ74124 | MS | CHOKE PLATE | 11
CQ74125 | MS | TERMINAL MOUNTING BKT | 11
CQ90139 | MS | SOFT STARTED DOOR ASSLY-RHS BLANK | 11
CQ90140 | MS | SOFT STARTER DOOR ASSY-RHS | 11
CQ90142 | MS | DOOR 2000 H | 11
SA74696 | MS | END PLATE LHS SIZE 700MM | 11
SA74732 | MS | END PLATE RHS SIZE 700 MM | 11
SH99171 | MS | LOCKING LEVER ASSY-FOR 6 PADLOCKS | 11
SPE0117802725 | CT VT | 400A/1A,7.5VA,CL1,RESIN CAST (CLASS-E) | 60
SPE0152900003 | Isolator | IV : I-V ISOLATOR, FU : 90-270V AC CANOP | 60
SPE0194800001 | Fuse | BUSSMAN STUD MOUNT HS FUSE,350A,FWH-350A | 60
SPE0194800006 | Fuse | BUSSMAN STUD MOUNT HS FUSE,90A,FWH-90B | 60
SPE0194800015 | Fuse | BUSSMAN STUD MOUNT HSF,200A,FWH-200B | 60
SPE0308800039 | Fan | VBM AXIAL FAN,FA 11/2514/S2/FBG | 60
SPE0324300005 | Filter | JAINSON FILTER:JSAV-02 | 60
SPE0375600017 | Choke | SMISEN IP CHOKE:10A,2.2mH | 60
SPE0375600018 | Choke | SMISEN IP CHOKE:150A,0.15mH | 60
SPE0375600019 | Choke | SMISEN IP CHOKE:40A,0.53mH | 60
SPE0375700015 | Choke | SMISEN OP CHOKE:115A,0.14mH | 60
SPE0375700016 | Choke | SMISEN OP CHOKE:12A,1.899mH | 60
SPE0375700017 | Choke | SMISEN OP CHOKE:38A,0.448MH | 60
SPE0425500012 | OEN | SALZER RELAY:MKP-2P-48-XXX | 60
SYRD084TF | Vendor | PART ASSEMBLED SWITCHBOARD | #N/A
SYRD084TQ | Vendor | PART ASSEMBLED SWITCHBOARD | #N/A
SYRD084TQMO1 | Vendor | GENERIC FEEDER | #N/A
SZR7056###1 | MS | BOTTOM PLATE FOR VFD PANEL | 11
SZR7056###2 | MS | BOTTOM PLATE-FOR VFD PNL 800X900D TQ3 | 11
SZR7059###3 | MS | DUMMY TRAY | 11
SZR7154M3LH | MS | BOTTOM PLATE-LHS H/W. VFD PNL | 11
SZR7154M3RH | MS | BOTTOM PLATE-LHS H/W. VFD PNL | 11
SZR7155M3LH | MS | BOTTOM PLATE HW FDR | 11
SZR7155M3RH | MS | BOTTOM PLATE HW FDR | 11
SZS7322 | MS | BRACKET FOR DM100 - LHS | 11
TH37963XX4X | MS | FUSE BASE MOUTING BRACKET 225-400A | 11
TH77715XXX4 | MS | VBM - FAN BRACKET | 11
TH77715XXX7 | MS | FAN BKT | 11
TQ52384D | MS | DOOR 700 DN3-400 | 11
CA74003AXMC | MS | MIDDLE CHANNEL BACK 2400H- 2313MM | 11
CA76092PSXX | MS | BOTTOM PLATE FU FRONT | 11
CA76171SGFX | MS | CABLE CLAMP - THUNDER | 11
CA76257PSXX | MS | TOP PLATE SF - (900 X 600) | 11
CA76479FZFX | MS | MECHANISM TOP COVER | 11
CA76853XXX7T16 | MS | INTER PANEL PARTITION (80 PITCH) 2400-31 | 11
CA76855XXXXT3 | MS | BOTTOM PLATE CBC-900W-SF | 11
CA76856XXXX | MS | GLAND PLATE EARTH BAR-SF-900W | 11
CA76858XXXX | MS | CAMLOCK FIXING CHANNEL 2400-310 | 11
CA77017XXXX | MS | CABLE CLAMP BRACKET-REAR | 11
CA77160XXXX | MS | SUPPORT PLATE-EARTH BAR | 11
CA77233XXXX | MS | SHROUD END SUPPORT BRACKET | 11
CA77633XXXX | MS | 900X600 REAR GLAND PLATE RIGHT | 11
CA77634XXXX | MS | 900X600 REAR GLAND PLATE LEFT | 11
CA77790XXXX | MS | 630A INCOMING FIXED CONTACT PLATE | 11
CA77792XXXX | MS | CABLE CLAMP BRACKET - | 11
CA77828XXXX | MS | Rear Incoming Shroud | 11
CA77831XXXX | MS | 630A FIX POWER CONTACT BRACKET | 11
CA78119XXXX | MS | FORM 3B SHROUD -Fixing Bracket | 11
CA78158XXX3 | MS | ENDCOVER UPPER-MCC | 11
CA78158XXX8 | MS | ENDCOVER UPPER-MCC | 11
CA78159XX10 | MS | ENDCOVER_LOWER-MCC | 11
CA78159XXX9 | MS | ENDCOVER_LOWER-MCC | 11
CA78380XXX1 | MS | LHS IP4X BRACKET | 11
CA78435XXX3 | MS | REAR SHROUD-SF | 11
CA78435XXX6 | MS | REAR SHROUD-SF | 11
CA78435XXX8 | MS | REAR SHROUD-SF | 11
CA78436XXX3 | MS | TOP FEEDER REAR SHROUD-SF | 11
CA78468XXXX | MS | TOP SHROUD | 11
CA78469XXXX | MS | BOTTOM SHROUD | 11
CA78473XXXX | MS | CABLE CLAMP BRACKET | 11
CA78481XXXX | MS | BOTTOM COVER | 11
CA78482XXX3 | MS | TOP COVER-SF | 11
CA78517XXXX | MS | BOTTOM REAR BARRIER-SF | 11
CA78694XXXX | MS | ISMC CHANNEL - BP | 11
CA96137DPVX | MS | CBC REAR DOOR ASSY-2400-310 900W | 11
CA96138DLVX | MS | REAR DOOR ASSY-2400-310 | 11
CA97353XXXX | MS | BASE ASSY.(900 x 600)SF-80 pitch | 11
CA97380XXXX | MS | BB SUPP CHNL ASSY-REAR-900W | 11
CA97381XXXX | MS | BB SUP CHNL-ASSY-600DEPTH | 11
CA97387XXXX | MS | TOP ASSY.(900 X 600) SF 80PITCH | 11
CA97388XXXX | MS | WELDED ASSY TOP TRAY INT ARC(900X600) | 11
CA97582XXX3 | MS | BUSBAR ZONE DOOR-2-ASSY-ip54-900w-310bb | 11
CA97963XXXX | MS | BB SUPPORTING CHNL ASSY -900w-FRONT | 11
TH32287XXXX | MS | BASE PLATE | 11
TH71504XXXX | MS | SIC SHIELD 80P 2400 310 | 11
TH72266XXXX | MS | FW TRAY MCC - IP4X - DN3_FIX | 11
TH72461XXXX | MS | ADDON BASEPLATE - DN3 400-EOM - 640H | 11
TH72673XXXX | MS | NUT WELD FOR TH72672XXXX | 11
TH72732XXXX | MS | POWER CONTACT BASE PLATE | 11
TH72933XXXX | MS | LHS SIDE PLATE - 720 H | 11
TH73355XXXX | MS | DOOR 1120H | 11
TH75001X210 | MS | METALIC CONTROL PLATE | 11
TH75001X264 | MS | CONTROL PLATE (1:TYP'A) | 11
CA46077BSXC | Link | Connecting Link - Single Front - CU | #N/A
CA46299SSXC | Link | EARTHBAR FISHPLATE - SF - CU | #N/A
CA46855BS9C | Link | HORIZONTAL EARTHBAR_SF_900W_CU | #N/A
CA47697XXXX | Link | EXTENSION LINK-400A | #N/A
TH45512XXXX | Link | B PHASE OG TERMINAL LINK | #N/A
TH45693XXXX | Link | SHORTING NEUTRAL OG FOR DN3 400 4P | #N/A
TH45710XXX1 | Link | INCOMING LINK PHASE | #N/A
TH45710XXX2 | Link | INCOMING LINK PHASE | #N/A
TH45710XXX3 | Link | INCOMING LINK PHASE | #N/A
TH45711XXXX | Link | OUTGOING LINK N1 | #N/A
TH45712XXXX | Link | OUTGOING LINK R | #N/A
TH45713XXX1 | Link | OUTGOING LINK | #N/A
TH45714XXXX | Link | OUTGOING LINK Y | #N/A
TH45715XXX1 | Link | OUTGOING LINK 1 | #N/A
TH45716XXXX | Link | OG B LINK 1 | #N/A
TH45717XXXX | Link | DN3_OG LINK - B PHASE | #N/A
TH46262XXXX | Link | SHORTING NEUTRAL OG FOR DN3 400 4P | #N/A
TH46263XXXX | Link | SHORTING NEUTRAL OG FOR DN3 400 4P | #N/A
TH46264XXXX | Link | DN3- CONNECTING U LINK | #N/A
CA56174XXXX | MS | R.H.S. FIXED SHUTTER | 11
CA56175XXXX | MS | R.H.S. MOVING SHUTTER | 11
CA56176XXXX | MS | R.H.S. SHUTTER WEDGE SUPPORT | 11
CA78210XXXX | PR | INCOMING SHROUD | 40
CA78377XXX2 | PR | DROPPER SHROUD TOP 2 | 40
CA96674FZFX | PR | INDEXING BKT ASSEMBLY | #N/A
CL90716OOOO | ACB | MTX Relay Module;OMEGA | 51
CM93003OOOOAG | DN | MCCB dsine DN3-400D 400A 4P MTX 2.0 | 52
CM95056OOHOAG | DN | MCCB DN2-250V 63A 4P MTX 2.0 | 52
CS94162OOOO | MNX | SP. KIT MNX 550 | 53
SPE0023400103 | Meter | VOLTMETER MOVING IRON (AC),0-500V,RISHAB | 60
SPE0117802653 | CT VT | 200A/1A,7.5VA,CL1,RESIN CAST (CLASS-E) | 60
SPE0123801314 | CT VT | 200A/1A,2.5VA,5P20 CT | 60
SPE0123801321 | CT VT | 400A/1A,2.5VA,5P20 CT | 60
SPE0132200514 | Wire | 2.5SQMM,WHITE,FRLS,650/1100V PVC WIRE | 72
SPE0145500112 | CBCT | CBCT FOR MCOMP,MOP:100MA | 60
SPE0146000001 | Terminal | PHOENIX ATS-RTK | 61
SPE0191500053 | Relay | PQ5NCH2J,240V AC,4N/O+0N/C | 60
SPE0241100006 | PS MOD | ALAN POWERPACK MODEL NO:APP-230110 | 60
SPE0243000047 | CT VT | 400A,1A,7.5VA,1 3PH CTs | 60
SPE0424000027 | PB | ESBEE P.B. ACTUATOR- EMNCKI1 | 60
SPE0437300006 | Communication | DLINK CABLE:-2M | 60
SPE0454000046 | Relay | ABB RELAY:HBFFAEAGNDA1BNN11G | 60
SPE0484300001 | Terminal | PHOENIX MBK 3/E-Z,1413036 | 61
ST98066OOOO | DN | ACC Spreader Terminals DN3 400 4P | 52
SYWX008TX | Vendor | PART ASSEMBLED SWITCHBOARD | #N/A
SYWX008TXMO1 | Vendor | GENERIC FEEDER | #N/A
TH37597XXXX | MS | COVERING PLATE | 11
TH51217XXX2 | PR | PULTRUTED SUPPORT | 40
TH51296XXXX | PR | POWER CONTACT SHROUD | 40
TH72934XXXX | MS | SIDE PLATE RHS 720F | 11
SH97635RPAD | ACB | CR 2500A C 3P ECR WITH PADLOCKING-RI | 51
SPE0164300005 | PS MOD | PHOENIX PS MINI-PS-100-240AC/24DC/4 | 60
SPE0315900002 | PLC | RELAY MODULE PLC-RSC-230UC/21HC | 60
SPE0132200509 | Wire | 6SQMM,GREY,FRLS,650/1100V PVC WIRE | 72
SZR7146##BC | PR | SHROUD BETWEEN 2000/2500 B/C ACB TERM. | 40
SA74629 | PR | BRKET O/G SHROUD ABOVE 125A,TQ3M | 40
SHP1144 | PKG | LOOSE BATTEN OF WOOD, SIZE 72X35X1070MM | 20
SL93202OOOO | EXTRA | Front Facia- for Electrical ACB | 51
CL60965OOOO | ACB | Vertical Cradle Adapt Fr3 6300A;OMEGA | 51
CS94583OOOO | MO | MO SIDE ADD-ON BLOCK (SECOND RIGHT) | 53
CS94582OOOO | MO | MO SIDE ADD-ON BLOCK (SECOND LEFT) | 53
CM94053OOOOAG | DN | MCCB dsine DN3-400S 400A 3P MTX 2.0 | 52
TF57256F | Link | TERMINAL ADAPTOR - Y | 32
SA42732HF | Link | ADP.TERM 2000A H ACB-UNF | #N/A
TF55652DIHRF | Link | TERMINAL ADAPTORS R &amp;amp; B-UNF | 32
TF55652DOHNF | Link | TERMIANL ADAPTOR LINK RBN DN3-630 4P-UNF | 32
TF55652DOHBF | Link | ADDAPTOR-OG B-UNF | 32
SZP4319####CGFF | Link | N1 LINK 1600C ACB DNCT DRP. CONN.-UNF | #N/A
SZP4321####CGFF | Link | N2 LINK 1600C ACB DNCT DRP. CONN.-UNF | #N/A
TF75144##12C## | Link | BUSBAR - RYBN | #N/A
TF75144##16C## | Link | BUSBAR - RYBN | #N/A
SA42139####C## | Link | DROPPER CU TF3 - MIDDLE TIER, TOP BB | #N/A
SZR4527AT##C | Link | DROPPER 100%N | #N/A
SZR4527AM##C | Link | DROPPER 100%N | #N/A
SH49641N1FA | Link | Z LINK SF 600mm DEEP | #N/A
SH49641N2FA | Link | Z LINK SF 600mm DEEP | #N/A
CF76138MS3# | MS | TOP PLATE:AOC 3MM TH MS | 11
SPE0243300008 | TIMER | SM175,3PH 3W,208-480V AC,BASE / DIN RAIL | 60
SPE0293500417 | SEL SW | SALZER S-AC STD,16A,6P,4POS SWITCH | 60
WL404010OOOO | Meter | DUALSOURCE 4040 LED METER CL1 W/O RS485 | 53
ACBSCQF339-904 | ACB | ACB 0800 A , ELECTRICAL-(Motor oprtd-S. | 51
ACBSCQF339-905 | ACB | ACB 0800 A , ELECTRICAL-(Motor oprtd-S. | 51
CF41527##B1W0A | Link | CABLE LINK - B1 | #N/A
CF41527##B2W0A | Link | CABLE LINK - B2 | #N/A
CF41527#RY1W0A | Link | 1600C 3P CABLE LINK - R1 & Y1 (1:AOC) | #N/A
CF41527#RY2W0A | Link | 1600C 3P CABLE LINK - R2 & Y2 (1:AOC) | #N/A
CF42850#150 | Link | OG CABLE LINK-N | #N/A
CF43285I3B2 | Link | IC LINK - B2 - DN3 | #N/A
CF43285ICN1 | Link | IC LINK - N1 - DN3 | #N/A
CF43285ICR1 | Link | IC LINK - R1 - DN3 | #N/A
CF43285ICR2 | Link | MLL | #N/A
CF43285ICY1 | Link | MLL | #N/A
CF43285ICY2 | Link | MLL | #N/A
CF43291##B1 | Link | OG LINK - MCCB B1 | #N/A
CF43291##B2 | Link | OG LINK - MCCB B2 | #N/A
CF43291##R1 | Link | MLL | #N/A
CF43291##R2 | Link | MLL | #N/A
CF43291##Y1 | Link | MLL | #N/A
CF43291##Y2 | Link | MLL | #N/A
CF43293ADB# | Link | MLL | #N/A
CF43293ADN# | Link | MLL | #N/A
CF43293ADR# | Link | MLL | #N/A
CF43293ADY# | Link | MLL | #N/A
CF44114 | Link | SPACER FOR DROPPER B PH | #N/A
CF44431###A | Link | O/G LINK-MCCB FEEDER | #N/A
CF44431###B | Link | O/G LINK-MCCB FEEDER | #N/A
CF44431###C | Link | O/G LINK-MCCB FEEDER | #N/A
CF44431###D | Link | O/G LINK-MCCB FEEDER | #N/A
CF44590###1CGP | Link | CABLE LINK - RYBN | #N/A
CF44590###2CGP | Link | CABLE LINK -RYBN | #N/A
CF44590###3CGP | Link | CABLE LINK - RYBN | #N/A
CF44590###4CGP | Link | CABLE LINK - RYBN | #N/A
CF44590###5CGP | Link | CABLE LINK - RYBN | #N/A
CF44590###6CGP | Link | CABLE LINK - RYBN | #N/A
CF44595###1CGP | Link | CABLE LINK - RYBN | #N/A
CF44595###2CGP | Link | CABLE LINK - RYBN | #N/A
CF44595###3CGP | Link | CABLE LINK - RYBN | #N/A
CF44595###4CGP | Link | CABLE LINK - RYBN | #N/A
CF44595###5CGP | Link | CABLE LINK - RYBN | #N/A
CF44595###6CGP | Link | CABLE LINK - RYBN | #N/A
SA42081 | Link | 6" BUSBAR TF 2 DROPPER PANEL | #N/A
SA42725 | Link | FISH PLATE NEUTRAL TF3 | #N/A
SA42729A | Link | NEUTRALLINK TF3 | #N/A
SA42735 | Link | CABLE LINK 1400 DEEP TF3(JIT) | #N/A
SA42737 | Link | CABLE LINK 1400 DEEP TF3(JIT) | #N/A
SA44309 | Link | DROPPER TF3 (JIT) | #N/A
SA45409####CGP | Link | DIR LINK- 4000A ACB | #N/A
SA45410####CGP | Link | DIR LINK- 4000A ACB | #N/A
SA45411####CGP | Link | DIR LINK- 4000A ACB | #N/A
SA45412####CGP | Link | DIR LINK- 4000A ACB | #N/A
SA45413####CGP | Link | DIR LINK- 4000A ACB | #N/A
SA45414####CGP | Link | DIR LINK- 4000A ACB | #N/A
SA45415####CGP | Link | DIR LINK- 4000A ACB | #N/A
SA45416####CGP | Link | DIR LINK- 4000A ACB | #N/A
SA45417####CGP | Link | DIR LINK- 4000A ACB | #N/A
SA45418####CGP | Link | DIR LINK- 4000A ACB | #N/A
SA45419####CGP | Link | DIR LINK- 4000A ACB | #N/A
SA45420####CGP | Link | DIR LINK- 4000A ACB | #N/A
SA45583####CGP | Link | LINK 4000A B/C - B1, TF3 SUP | #N/A
SA45584####CGP | Link | LINK 4000A B/C - B2, TF3 SUP | #N/A
SA45585####CGP | Link | LINK 4000A B/C - B3, TF3 SUP | #N/A
SA45586####CGP | Link | LINK 4000A B/C - B4, TF3 SUP | #N/A
SA45587####CGP | Link | LINK 4000A B/C - B4, TF3 SUP | #N/A
SA45588####CGP | Link | LINK 4000A B/C - B6, TF3 SUP | #N/A
SA45589####CGP | Link | LINK 4000A B/C - Y, TF3 SUP | #N/A
SA45590####CGP | Link | LINK 4000A B/C - Y, TF3 SUP | #N/A
SA45591####CGP | Link | LINK 4000A B/C - Y, TF3 SUP | #N/A
SA45592####CGP | Link | LINK 4000A B/C - Y, TF3 SUP | #N/A
SA45593####CGP | Link | LINK 4000A B/C - Y, TF3 SUP | #N/A
SA45594####CGP | Link | LINK 4000A B/C - Y, TF3 SUP | #N/A
SA45595####CGP | Link | LINK 4000A B/C - R, TF3 SUP | #N/A
SA45596####CGP | Link | LINK 4000A B/C - R, TF3 SUP | #N/A
SA45597####CGP | Link | LINK 4000A B/C - R, TF3 SUP | #N/A
SA45598####CGP | Link | LINK 4000A B/C - R, TF3 SUP | #N/A
SA45599####CGP | Link | LINK 4000A B/C - R, TF3 SUP | #N/A
SA45600####CGP | Link | LINK 4000A B/C - R, TF3 SUP | #N/A
SA45633####CGP | Link | DIR LINK-R1 4000A ACB | #N/A
SA45634####CGP | Link | DIR LINK-R2 4000A ACB | #N/A
SA45635####CGP | Link | DIR LINK-R3 4000A ACB | #N/A
SA45636####CGP | Link | DIR LINK-R4 4000A ACB | #N/A
SA45637####CGP | Link | DIR LINK-R5 4000A ACB | #N/A
SA45638####CGP | Link | DIR LINK-R6 4000A ACB | #N/A
SA45639####CGP | Link | DIR LINK-N1 4000A ACB | #N/A
SA45640####CGP | Link | DIR LINK-N2 4000A ACB | #N/A
SA45641####CGP | Link | DIR LINK-N3 4000A ACB | #N/A
SA45650####CGP | Link | MINIBUS B/C-1050W | #N/A
SA45651####CGP | Link | MINIBUS B/C-1050W | #N/A
SA45652####CGP | Link | MINIBUS B/C-1050W | #N/A
SA45653####CGP | Link | MINIBUS B/C-1050W | #N/A
SA46114####CGP | Link | LINK 4000A B/C - N - TF1050W | #N/A
SA46115####CGP | Link | LINK 4000A B/C - N - TF1050W | #N/A
SA46116####CGP | Link | LINK 4000A B/C - N - TF1050W | #N/A
SA46117#####GP | Link | DROPPER B/C | #N/A
TF50206#R1A | Link | DROPPER LINK R Y | #N/A
TF50206#R2A | Link | DROPPER LINK R Y | #N/A
TF50206#R3A | Link | ROPPER LINK R Y | #N/A
TF50206#R4A | Link | DROPPER LINK R Y | #N/A
TF50206#Y1A | Link | DROPPER LINK R Y | #N/A
TF50206#Y2A | Link | DROPPER LINK R Y | #N/A
TF50206#Y3A | Link | DROPPER LINK R Y | #N/A
TF50206#Y4A | Link | DROPPER LINK R Y | #N/A
TF50207#B1A | Link | DROPPER LINK B | #N/A
TF50207#B2A | Link | DROPPER LINK B | #N/A
TF50207#B3A | Link | DROPPER LINK B | #N/A
TF50207#B4A | Link | DROPPER LINK B | #N/A
TF50208#R1A | Link | DROPPER LINK RY 1600A 'C' | #N/A
TF50208#R2A | Link | DROPPER LINK RY 1600A 'C' | #N/A
TF50208#R3A | Link | DROPPER LINK RY 1600A 'C' | #N/A
TF50208#R4A | Link | DROPPER LINK RY 1600A 'C' | #N/A
TF50208#Y1A | Link | DROPPER LINK RY 1600A 'C' IN TF3 | #N/A
TF50208#Y2A | Link | DROPPER LINK RY 1600A 'C' | #N/A
TF50208#Y3A | Link | DROPPER LINK RY 1600A 'C' | #N/A
TF50208#Y4A | Link | DROPPER LINK RY 1600A 'C' | #N/A
TF55614ICAB | Link | I/C ADAPTOR B DN2 250 | #N/A
TF55614ICAR | Link | TERMINAL ADOPTOR-R,B-IC&OG | #N/A
TF55614OGAB | Link | TERMINAL ADOPTOR-R,B-IC&OG | #N/A
TF55614OGAR | Link | TERMINAL ADOPTOR-R,B-IC&amp;OG | #N/A
TF55615 | Link | TERMINAL ADAPTOR Y -I/C &amp; O/G | #N/A
TF55620ADB# | Link | DROPPER ADAPTOR | #N/A
TF55620ADN# | Link | DROPPER ADAPTOR | #N/A
TF55620ADR# | Link | DROPPER SUPPORT | #N/A
TF55620ADY# | Link | DROPPER ADAPTOR | #N/A
TF57080ICN1 | Link | IC LINK-N1 DN3-630-3/4P | #N/A
TF57080ICN2 | Link | N2 I/C LINK DN3 630 4P | #N/A
TF57155###1 | Link | BUSBAR - 4000C 4P 1050W | #N/A
TF57155###6 | Link | 6'' BUSBAR SYSTEM | #N/A
TF71008NAIC | Link | N EXTERNAL CT LINK - I/C | #N/A
TF71369 | Link | N LINK-MCCB FEEDER | #N/A
TF71370 | Link | N LINK MCCB | #N/A
TF72481###B | Link | CONN. LINK RYB DN2-250 | #N/A
TF72481###R | Link | CONN. LINK RYB DN2-250 | #N/A
TF72481###Y | Link | CONN. LINK RYB DN2-250 | #N/A
TF72482 | Link | CONN. LINK N | #N/A
TF72483###B | Link | RISER LINK RYB (DN2-DN3 MCCB) | #N/A
TF72483###R | Link | RISER LINK RYB (DN2-DN3 MCCB) | #N/A
TF72483###Y | Link | RISER LINK RYB (DN2-DN3 MCCB) | #N/A
TF72484##1A | Link | O/G LINK-MCCB FEEDER-1 AOC | #N/A
TF72484##PS | Link | O/G LINK MCCB FDR W/O AOC | #N/A
TF72486##N1 | Link | CONN LINK-N (DN3-MCCB) | #N/A
TF72486##N2 | Link | CONN LINK-N (DN3-MCCB) | #N/A
TF74941ICLB | Link | I/C LINKS R,Y,B,N | #N/A
TF74941ICLN | Link | I/C LINKS R,Y,B,N | #N/A
TF74941ICLR | Link | I/C LINKS R,Y,B,N | #N/A
TF74941ICLY | Link | I/C LINKS R,Y,B,N | #N/A
CF71700 | MS | LINK SUPPORT - TF800W | 11
CF71942 | MS | RELAY DOOR 450 | 11
CF72107###2 | MS | HBB BARRIER FOR DUMMY PNL-REAR | 11
CF72107##B2 | MS | HBB BARRIER FOR DUMMY PNL-REAR | 11
CF72215 | MS | RELAY DOOR-600 | 11
CF74146 | MS | DROPPER BARRIER - DN3 IC | 11
CF74148 | MS | N-CT BRACKET | 11
CF74149 | MS | SUPPORT IC LINK | 11
CF74152 | MS | DROPPER BELOW PARITION | 11
CF74153 | MS | DROPPER BTM PARTITION | 11
CF76047 | MS | DOOR | 11
CF76221 | MS | ACB DOOR - 800W 600H | 11
CF76222 | MS | RELAY DOOR - 800W 600H | 11
CF76223 | MS | RELAY DOOR - 800W 450H | 11
CF76224 | MS | RELAY DOOR - 800W 600H | 11
CF76225 | MS | ACB DOOR - 1050W 750H | 11
CF76226 | MS | DN3-400/630 DOOR - 800W 450H | 11
CF76227 | MS | DN2-250 DOOR - 800W 450H | 11
CF76228 | MS | RELAY DOOR - 800W 450H | 11
CF76229 | MS | RELAY DOOR - 320W 600H | 11
CF76230 | MS | RELAY DOOR - 320W 600H | 11
CF76231 | MS | ACB DOOR - 1050W 750H | 11
SA70989AL3# | MS | BOTTOM PLATE - AOC - TF1050W | 11
SA73159ENT1 | MS | REAR DOOR - 800W (WITH 1 EART. NUT) | 11
SA73250SLENT | MS | REAR TOP COVER-800 | 11
SA73441MCCB | MS | C-BRACKET (DROPPER SHROUD) TF3 | 11
SA73490B | MS | INTERPANEL BARRIER REAR LHS | 11
SA73490T | MS | TOP INTERPANEL BARRIER | 11
SA93545R | MS | TOP COVER ASSY. (REAR)-320 PNL | 11
SA93990 | MS | DOOR ASSY-600 MM, 4000A-TF3-SUP | 11
SA93991RENT1 | MS | COVER ASSY. FRONT TOP - TF1050W | 11
SA93992RENT1 | MS | COVER ASSY. FRONT BOTTOM - TF1050W | 11
SH21063 | MS | DROPPER - BARRIER -TOP | 11
SH21064 | MS | DROPPER BARRIER - TOP | 11
SH21065 | MS | ANGLE FOR DROPPER BARRIER | 11
SH21065#105 | MS | ANGLE FOR DROPPER BARRIER-1050mm | 11
SH21314 | MS | BRACKET | 11
SH21343W160 | MS | BASE PLATE 600MM 1050W | 11
SH21553F80W | MS | MTB MOUNTING TRAY | 11
SH21554F80W | MS | MTG TRY ANGLE | 11
SH21555TF38 | MS | PLATE-LHS SIDE | 11
SH21556TF38 | MS | PLATE-RHS | 11
SH21704#845 | MS | B.P.PLAIN (800W X 450H ) | 11
SH21708###3 | MS | I/P BARRIER RIL J3-RHS FRONT TOP (7+4) | 11
SH21710##AN | MS | I/C BARRIER-LHS(TOP WITHOUT ACB) | 11
SH78274AL3# | MS | BOTTOM PLATE - PLAIN | 11
SH78274SS3# | MS | BOTTOM PLATE - PLAIN | 11
SH78305 | MS | INT. COMPT. BARRIER ( B/C) - TF1050W | 11
SH98876 | MS | SPLIT REAR DOOR-1050W RHS | 11
ST28073R | MS | COVER ASSY.-TOP (FRONT) 320W PNL | 11
ST28074R | MS | COVER ASSY.-BOTTOM (FRONT) 320W PNL | 11
ST33465F10W | MS | 3 ROW TERM MOUNTING CHANNEL | 11
SZP6111 | MS | I/C TRAY FOR ETHERNET - IN 800W | 11
SZS7828F10W | MS | BRACKET FOR PLATE 1050W-REAR | 11
SZS7829F10W | MS | BRACKET FOR PLATE 1050W - FRONT | 11
SZS7830S10W | MS | PLATE FOR MTB- 1050W LHS - SUP | 11
SZS7831S10W | MS | PLATE FOR MTB-TF3 1050W RHS - SUP | 11
TF55612 | MS | ANGLE FOR BASE PLATE | 11
TF55622 | MS | I/C LINK SUPPORT DN2 250 | 11
TF63053 | MS | CABLE CLAMP | 11
TF72487 | MS | BASE PLATE DN2-250-450H | 11
TF72488#DN2 | MS | CONN. LINK SUPPORT | 11
TF72488#DN3 | MS | CONN LINK SUPPORT - DN3 | 11
TF72489 | MS | O/G LINK SUPPORT | 11
TF72490 | MS | O/G LINK CLAMP | 11
TF72491 | MS | OG SUPPORT AOC - MCCB FEEDER - TF3 | 11
TF72492#450 | MS | BASE PLATE-DN3 WITH NEUTRAL CT | 11
TF72493 | MS | AUS BASE PLATE-450H | 11
TF72493#450 | MS | FRONT SHROUD | 11
TF73027 | MS | SHILED ABOVE ACB - 1600H 3P - RIL J3 | 11
TF73028 | MS | SIDE BASE PLATE - 1600H 3P - RIL J3 | 11
CF60271 | PR | SUPPORT IC | 40
CF60272 | PR | SUPPORT OG -MCCB | 40
CF60273 | PR | SUPPORT OG -CABLE LINK | 40
CF90050 | PR | AOC BASE ASSY - FOR 1C CABLE 1050W | #N/A
SH67114 | PR | BUSH HBB SUPPORT | #N/A
SZP6103###2 | PR | DIRECT LINK SUPPORT | 40
TF73321 | PR | DROPPER LINK SUPPORT -1600H 65 KA | 40
ACBSCQF353-401 | ACB | ACB 0800 A , ELECTRICAL-(Motor oprtd-S. | 51
ACBSCQF353-402 | ACB | ACB 1250 A , ELECTRICAL-(Motor oprtd-S. | 51
ACBSCQF353-404 | ACB | ACB 1600 A , ELECTRICAL-(Motor oprtd-S. | 51
ACBSCQF353-801 | ACB | ACB 4000 A , ELECTRICAL-(Motor oprtd-S. | 51
CF44612####GF | Link | ADAPTER LINK - RYBN | #N/A
CF74898RLHS | MS | SIDE STRIP 1050W PNL | 11
CF74898RRHS | MS | SIDE STRIP 1050W PNL | 11
CM92056OOOOAG | DN | MCCB dsine DN2-250S 250A 3P MTX 2.0 | 52
CM94079OOOOAG | DN | MCCB dsine DN3-630S 630A 3P MTX 2.0 | 52
FPTN372726R1006 | ABB | WB75-A 220-230V 50HZ/220-255V 60HZ/220DC | 60
SA44308 | Link | DROPPER R,Y,B, FB IN TF3 | #N/A
SA75178##4G | MS | LINK SUPPORT - TF1050W | 11
SA75179##4G | MS | LINK CLAMP - TF1050W | 11
SH00026E07E | CT VT | 1000-1250/1A 15VA CL5P10 BPL ERC CT | 60
SH00026E11E | CT VT | 1600-2000/1A 15VA CL5P10 BPL ERC CT | 60
SH00026E21E | CT VT | 4000/1A 15VA CL5P10 BPL ERC CT | 60
SH00027E27E | CT VT | 4000/1A 15VA CL5P10 BPL ERC CT | 60
SH47852C | Link | SPACER TF2 O/G LINK | #N/A
SH79085 | MS | BARRIER ABOVE ACB | 11
SH98875SLENT1 | MS | SPLIT REAR DOOR-1050W | 11
SH98877 | MS | DOOR REAR BOTTOM - LHS W/O B/C PNL. | 11
SPE0005800821 | Meter | AMMETER RISHAB,0-4000A,CLASS 1 | 60
SPE0005800838 | Meter | AMMETER RISHAB,0-400A,CLASS 1 | 60
SPE0005800896 | Meter | AMMETER RISHAB,0-630A,CLASS 1 | 60
SPE0005801055 | Meter | AMMETER RISHAB,0-250A,CLASS 1 | 60
SPE0047700043 | CT VT | VT 415R3 / 110R3 V CL.1/3P | 60
SPE0107800962 | CT VT | 4000A/1A CLPS CTs | 60
SPE0107800963 | CT VT | 4000A/1A CLPS CTs | 60
SPE0117800607 | CT VT | 4000A/1A,10VA,CL1,EPOXY RESIN CAST (CLAS | 60
SPE0117800628 | CT VT | 250A/1A,10VA,CL1,EPOXY RESIN CAST (CLASS | 60
SPE0117800629 | CT VT | 630A/1A,10VA,CL1,EPOXY RESIN CAST (CLASS | 60
SPE0117800819 | CT VT | 1250A/1A,10VA,CL1,EPOXY RESIN CAST (CLAS | 60
SPE0117800922 | CT VT | 400A/1A,10VA,CL1,EPOXY RESIN CAST (CLASS | 60
SPE0117801426 | CT VT | 4000A/1A,10VA,CL1,EPOXY RESIN CAST (CLAS | 60
SPE0117801544 | CT VT | 1600A/1A,10VA,CL1,EPOXY RESIN CAST (CLAS | 60
SPE0117802880 | CT VT | 800A/1A,10VA,CL1,EPOXY RESIN CAST (CLASS | 60
SPE0123801925 | CT VT | 800A/1A,15VA,5P10 CT | 60
SPE0145900021 | Terminal | PHOENIX OTTA 6-T/SB-P/P E(3001270) TERMI | 61
SPE0146000003 | Terminal | PHOENIX ATP-ST 4 (3030721) | 61
SPE0146000007 | Terminal | PHOENIX ATP-MBK (1413227) | 61
SPE0165200001 | Communication | OPTIPLUS ADAPTOR DFPNLSCX03 | 60
SPE0171700078 | Relay | REU615,HBUAEAADNDA1BNN11G | 60
SPE0293500858 | Sel Sw | SALZER DR-DC IP2X REAR TERM,16A,2P,4POS | 60
SPE0293501482 | Sel Sw | SALZER D-DC STD,25A,2P,4POS SWITCH | 60
SPE0455900001 | Communication | DLINK,STP-ST-1M-YLW-IN,DARK GREY | 60
SPE0455900007 | Communication | DLINK,STP-ST-7M-YLW-IN,DARK GREY | 60
SPE0455900009 | Communication | DLINK,STP-ST-9M-YLW-IN,DARK GREY | 60
SPE0455900010 | Communication | DLINK,STP-ST-10M-YLW-IN,DARK GREY | 60
SPE0455900011 | Communication | DLINK,STP-ST-11M-YLW-IN,DARK GREY | 60
SYQF353TF | Vendor | PART ASSEMBLED SWITCHBOARD | #N/A
XT00147XX80 | PR | ALU. STUD - 99.8 mm | 61
CQ42055 | Link | I/C LINK R | #N/A
CQ42056#####GF | Link | I/C LINK Y | #N/A
CQ42057 | Link | I/C LINK B | #N/A
CQ42058 | Link | O/G ADAPTER -R&amp;B | #N/A
CQ42059 | Link | O/G ADAPTER -R&amp;amp;B | #N/A
CQ74153 | MS | DOOR 300MM DZ1 | 11
CQ74172 | MS | DZ6 BASE PLATE | 11
CQ74175 | MS | CONTROL PLATE-BIG | 11
CQ74182 | MS | TOP BASE PLATE | 11
CQ74210 | MS | HINGE PLATE (STD, BIG) | 11
CS94144BOOO | MNX | MNX 400 CONTR.2NO+2NC 240V AC | 53
EM90032OBOO | DZ | ACC dsine DZ1/2/3/4 Shunt 240V ac | 52
EM90034OBOO | DZ | ACC dsine DZ6/7 Shunt 240V ac | 52
EM90114OOOO | DZ | ACC dsine DZ6/7 Aux/TAC 1 C/o | 52
EM90210OOOO | DZ | ACC dsine DZ2 Extended ROH | 52
EM90276OOOO | DZ | ACC DSINE DZ6 EXTENDED ROH | 52
SA75054 | MS | BASE PLATE | 11
SA95247##03A | MS | HBB COUPLING SUPPORT ASSY | 11
SA95247##04A | MS | HBB COUPLING SUPPORT ASSY | 11
SH07080 | PKG | CORRUG.FIBRE BD.PADDING SW/BD PACK | 20
SH30110##B1 | Link | O/G RISER - R & B | #N/A
SH30110##R1 | Link | O/G RISER - R & B | #N/A
SH30112NLNK | Link | O/G LINK N | #N/A
SH30115 | Link | I/C LINK - N | #N/A
SH30116 | Link | ISOLATING - N | #N/A
SH30124 | Link | O/G. RISER-Y | #N/A
SH49702#####GF | Link | ADAPTOR | #N/A
SH78335##09 | MS | CABLE ALLEY BARRER 900 250A O/G CONT. | 11
SH98990C13 | PKG | 25MM CRATE H=2695,W=1280,D=1739,V=0.43 | 20
SPE0045700210 | CT VT | MODULE TRAFO 415/240V,350VA | 60
SPE0175000001 | CBCT | MPEFSPL,85-275V AC/DC,CBCT 150MM | 60
SYNJ559TF | Vendor | PART ASSEMBLED SWITCHBOARD | #N/A
SYNJ559TQ | Vendor | PART ASSEMBLED SWITCHBOARD | #N/A
SYNJ559TQMO1 | Vendor | GENERIC FEEDER | #N/A
SZP7184T3 | MS | FIXED BASEPLATE 300MM | 11
TQ57496 | Link | LINK RISER R | #N/A
TQ57503 | Link | LINK RISER Y | #N/A
TQ57504 | Link | LINK RISER B | #N/A
CM92162OOOOAG | DN | MCCB dsine DN2-250S 160A 4P MTX 2.0 | 52
CM92164OOOOAG | DN | MCCB dsine DN2-250S 63A 4P MTX 2.0 | 52
CM94153OOOOBG | DN | DN3-400S (400A) 4 Pole MCCB with MTX 3.0 | 52
CQ40647NB8# | Link | ADAPTOR N | #N/A
CQ42002 | Link | I\C LINK N1 | #N/A
CQ42003 | Link | I\C LINK N2 | #N/A
CQ42004 | Link | I\C LINK N3 | #N/A
CQ42005 | Link | RISED DN3 630 100%N | #N/A
CQ42006 | Link | OG LINK N1 DN3 630 100%N | #N/A
CQ42007 | Link | OG LINK N2 DN3 630 100%N | #N/A
SA42066 | Link | SPACER-EB(6X50AL) | #N/A
SA75607 | MS | BUSBAR SHIELD CBC TQ3 FRM4 SF TOP BUS | 11
SA75609FRM4 | Link | Cover - z links | #N/A
SA75610 | MS | VERT MEMBER RHS DRPSUPP TQ3FRM4 TOP BUS | 11
SA75611 | MS | VERT MEMBER LHS DRPSUPP TQ3FRM4 TOP BUS | 11
SA75771 | MS | Cross Channel Middle SF BB (welded) | 11
SA93861 | PR | DROPPER SUPPORT ASSY. TQ3 FORM IV | 40
SH49641B1FC#GP | Link | Z LINK CU -B1F TQ3 DF/DP-900D | #N/A
SH49641B2FC#GP | Link | Z LINK CU -B2F TQ3 DF/DP-900D | #N/A
SH49641N1FC#GP | Link | Z LINK CU - N1F TQ3 SF-600D | #N/A
SH49641N2FC#GP | Link | Z LINK CU - N1F TQ3 SF-600D | #N/A
SH49641R1FC#GP | Link | Z LINK CU - R1F TQ3 SF-600D. | #N/A
SH49641R2FC#GP | Link | Z LINK CU - R2F TQ3 SF-600D. | #N/A
SH49641Y1FC#GP | Link | Z LINK CU -Y1F TQ3 DF/DP-900D | #N/A
SH49641Y2FC#GP | Link | Z LINK CU -Y2F TQ3 DF/DP-900D | #N/A
SPE0117802829 | CT VT | 400A/1A,15VA,CL1,RESIN CAST (CLASS-E) | 60
SPE0250800018 | Surge | V20-C 3+NPE+FS,3-POLE + NPE,5094 76 5 | 60
SYEJ371TQ | Vendor | PART ASSEMBLED SWITCHBOARD | #N/A
SYEJ371TQMO1 | Vendor | GENERIC FEEDER | #N/A
SZP7782##04 | MS | END COVER (REAR) | 11
SZS7015 | MS | BRACKET-LHS | 11
SZS7016 | MS | BRACKET-RHS | 11
SZS7017#AL# | MS | PLATE FOR BELLOW IN CBC | 11
SZS7018 | MS | ANGLE | 11
SZS7231 | MS | 75MM ISMC BASE | 11
SZS7506 | MS | DROPPER SHIELD TOP | 11
SZS7507 | MS | DROPPER SHIELD BOT FOR SF | 11
TQ50097 | MS | BRACKET SUPPORT N | 11
TQ51794 | MS | BASE PLATE DN3 TQ3 D/O | 11
TQ52019##04 | MS | END PLATE RHS FRONT-400 | 11
TQ55705 | MS | BASE PLATE | 11
TQ57393 | MS | SIDE PARTITION BKT -TQ3 SF | 11
TQ65821#RYB | Link | I/C ADAPTOR-RYB | #N/A
TQ65822###B | Link | I/C LINK-B | #N/A
TQ65822###R | Link | I/C LINK-R | #N/A
TQ65822###Y | Link | I/C LINK-Y | #N/A
TQ65823###B | Link | RISER LINK-B | #N/A
TQ65823###R | Link | RISER LINK-R | #N/A
TQ65823###Y | Link | RISER LINK-Y | #N/A
TQ65824###B | Link | O/G LINK-B | #N/A
TQ65824###R | Link | O/G LINK-R | #N/A
TQ65824###Y | Link | O/G LINK-Y | #N/A
TQ66623DR02 | MS | DOOR-800 | 11
WC500021OOOD | Meter | MFM 5000 LCD meter Cl0.5 RS485 4D/O | 53
CM92159OOOOBG | DN | MCCB dsine DN2-250N4(63A) with MTX-3.0 | 52
CM92160OOOOBG | DN | MCCB dsine DN2-250N4(40A) with MTX-3.0 | 52
CM92051OOOOOG | DN | MCCB dsine DN2-250D 100A 3P RC10 | 52
CM97201OOR5BG | DN | COMBO:DN3-400N 400A 4P MTX3.0 Aux SEOM | 52
CQ40647BT82 | Link | ADAPTOR Y | #N/A
CQ40647NT8# | Link | ADAPTOR | #N/A
CQ40647RT8# | Link | ADAPTOR R | #N/A
CQ40647YT82 | Link | ADAPTOR Y | #N/A
CQ42033#####GP | Link | OG LINK | #N/A
CQ42034 | Link | OG LINK | #N/A
CQ72420#500 | MS | SIDE PLATE RHS | 11
CQ74161 | MS | SIDE PARTITION | 11
CQ74161#2430 | MS | SIDE PARTITION | 11
SA45094 | Link | B/C LINKS - Y | #N/A
SA45095 | Link | B/C LINKS - B | #N/A
SA45097 | Link | DROPPER LINK - R | #N/A
SA45098 | Link | DROPPER LINK - Y | #N/A
SA45099 | Link | DROPPER LINK - B | #N/A
SA50523 | PR | SHROUD 125A O/G CONT 300 & ABOVE MODULE | 40
SA73808IP2X | MS | LHS ENDPLATE 800 SIZE | 11
SA74809 | MS | LINK SUPPORT BKT FN400 B/C D/O | 11
SA74845 | MS | I/P BARRIER TOP TQ3 SF BOT BUS | 11
SPE0243300005 | TIMER | SM501-SUPPLY MONITOR,3PH 3W,415V AC,BASE | 60
SPE0293501460 | Sel Sw | SALZER S-AC STD,16A,6P,4POS SWITCH | 60
ST26706 | MS | END COVER LH REAR TQ3SF TBB(JIT) | 11
SYEJ363TQ | Vendor | PART ASSEMBLED SWITCHBOARD | #N/A
SYEJ363TQMO1 | Vendor | GENERIC FEEDER | #N/A
SZP7782##03 | MS | END PLATE - TQ3 FORM IV-300 | 11
SZS7353##BB | MS | Angle cabel alley barrier | 11
SZS7506##BB | MS | Dropper shield | 11
SA45093 | Link | B/C LINKS - R | #N/A
SH77745 | MS | CONTROL PLATE | 11
TQ52019##03 | MS | END PLATE RHS FRONT-300 | 11
TQ63007 | MS | DOOR 300 | 11
TQ63285 | MS | CONTROL PLATE | 11
TQ66623DR03 | MS | DOOR-700 | 11
ACBSCE1613-101 | ACB | ACB 3200 A , ELECTRICAL-(Motor oprtd-S. | 51
ACBSCE1613-111 | ACB | ACB 1000 A , ELECTRICAL-(Motor oprtd-S. | 51
ACBSCE1613-112 | ACB | ACB 2000 A , ELECTRICAL-(Motor oprtd-S. | 51
CDG31EG004SB(M) | Relay | CDG31 RELAY W.D.: MADZ802.63-1 | 60
CS94140BOOO | MNX | MNX 225 CONTR.2NO+2NC 240V AC | 53
MPR201BE020 | Relay | MPR200nX; 2-5.5 Amp Motor Protn Relay | 60
MPR203BE080 | Relay | MPR200nX; 8 - 22 Amp; Motor Protn Relay | 60
MPR204BE160 | Relay | MPR200nX; 16 - 44 Amp; Motor Protn Relay | 60
SA42732H | Link | ADP.TERM 2000A H ACB | #N/A
SK91540OOOO | FN | Aux contact FNX250 | 53
SK95808OOOO | FN | S-D-F FNX200 3PN DIN | 53
SL00346OOOO | ACB | Motor 110V DC | 51
SPE0089500138 | Relay | MICOM P122B00Z112EA0 | 60
SPE0158800027 | RESISTOR | WIRE WOUND RESISTOR,KIYOSH,1.7 KOHM,20 W | 60
SPE0293500505 | Sel Sw | SALZER D-DC STD,16A,2P,4POS SWITCH | 60
SYCE407TF | Vendor | PART ASSEMBLED SWITCHBOARD | #N/A
SYCE407TQ | Vendor | PART ASSEMBLED SWITCHBOARD | #N/A
SZR7694#800 | PR | VERTICAL SHROUD 800W PNL | 40
VAJH13YF0751BBA | Relay | AREVA VAJH13 RELAY WD NO:01VAJH13YF-002 | 60
WL400011OOOO | Meter | kWh LED meter Cl 1 with RS485 | 53
WR300BC12RS | Meter | 3P 4W TVM 240V (L-N) 1A CL- 0.5 BM RS485 | 67
CF44450###5 | Link | BUSBAR PLAIN 1M LENGTH | #N/A
CQ42098#####TF | Link | EARTHLINK FOR TAPP OFF TQ3 CBC | #N/A
CQ71711 | MS | DOOR- 700 DN3 400 3P | 11
CQ71785LH##PNL | MS | METALIC BARRIER PLAIN BOT BUS-LHS | 11
SA73159###UHAN | MS | REAR DOOR 800W U POWER WITH HANDLE | 11
SA73490###UPLN | MS | INTERPANEL BARRIER U POWER | 11
SA75789#CUT | MS | TOP PLATE WITH FLAP | 11
SA92838###U | MS | DOOR vacant SIZE 600MM | 11
SH21376 | MS | I/P BARRIER-TOP-RHS COUPLING U-POWER PN | 11
SH21377 | MS | I/P BARRIER-LHSFR-LHS COUPLING U-POWER | 11
SH21379 | MS | INTER COMPT. BARRIER | 11
SH21380LMID | MS | INTER COMPT BARRIER-LHS COUPLING U-POWE | 11
SH21405 | MS | CHANNEL MID DEPTH- BOT HBB | 11
SH79049#PLN | MS | I/P BARRIER REAR - LHS | 11
SH99340 | MS | VERT. PILLAR, LHS COUPLING PNL, U-POWER | 11
SHP1143 | PKG | LOOSE BATTEN OF WOOD, SIZE 72X35X1120MM | 20
SPE0117800144 | CT VT | 400A/1A,10VA,CL1,RESIN CAST | 60
SPE0216700004 | Terminal | WAGO FEMALE,6P,231-106/026 | 61
SYRD122TF | Vendor | PART ASSEMBLED SWITCHBOARD | #N/A
SYRD122TQ | Vendor | PART ASSEMBLED SWITCHBOARD | #N/A
SYRD122TQMO1 | Vendor | GENERIC FEEDER | #N/A
SZR7862###B | MS | BLANKING PLATE - TQ3 CONTROL PLATE BIG | 11
SZU4212LH4A | Link | LHS COUPLING BUABSR-100MM COLAR | #N/A
SZU4212LH5A | Link | LHS COUPLING BUABSR-100MM COLAR | #N/A
SZU4212LH6A | Link | LHS COUPLING BUABSR-100MM COLAR | #N/A
1SBH143001R8831 | ABB CONTACTOR | NL31E 220V DC Contactor Relay | 60
ACBSCQB065-301A | ACB | ACB 3200 A , ELECTRICAL-(Motor oprtd-S. | 51
ACBSCQB065-304 | ACB | ACB 2000 A , ELECTRICAL-(Motor oprtd-S. | 51
ACBSCQB065-751 | ACB | ACB 0800 A , ELECTRICAL-(Motor oprtd-S. | 51
ACBSCQB065-752 | ACB | ACB 1000 A , ELECTRICAL-(Motor oprtd-S. | 51
ACBSCQB065-754 | ACB | ACB 1600 A , ELECTRICAL-(Motor oprtd-S. | 51
CF40308#100 | Link | CABLE LINK NEUTRAL | #N/A
CF40308#150 | Link | CABLE_LINK NEUTRAL | #N/A
CF40308A100 | Link | CABLE LINK - NEUTRAL (TOP FDR) | #N/A
CF40308A150 | Link | CABLE LINK - NEUTRAL (TOP FDR) | #N/A
CF42241##RH | Link | CONN LINK - R | #N/A
CF42241##RV | Link | CONN LINK - R | #N/A
CF42241##RV#GP | Link | CONN LINK | #N/A
CF42257###2 | Link | NEUTRAL ISO LINK | #N/A
CF42258###1 | Link | NEUTRAL LINK L SHAPE | #N/A
CF42258###2 | Link | NEUTRAL LINK - L SHAPE | #N/A
CF42258###3 | Link | NEUTRAL LINK - L SHAPE - N3 | #N/A
CF42258###4 | Link | NEUTRAL LINK - L SHAPE - N4 | #N/A
CF42399 | Link | BUSBAR-RYBN (800W DIR+800W DROP) | #N/A
CF44080###Y#A | Link | CONN LINK - OG - DN3 - RB | #N/A
CF44080##RB#A | Link | CONN LINK - OG - DN3 - RB | #N/A
CF44080##Y1#A | Link | CONN LINK - OG - DN3 - Y | #N/A
CF44080R1B1#A | Link | CONN LINK - OG - DN3 - RB | #N/A
CF44081##B1#A | Link | OG LINK - B | #N/A
CF44081##B2#A | Link | OG LINK - B | #N/A
CF44081##N1#A | Link | OG LINK - N | #N/A
CF44081##N2#A | Link | OG LINK - N | #N/A
CF44081##R1#A | Link | OG LINK - R | #N/A
CF44081##R2#A | Link | OG LINK - R | #N/A
CF44081##Y1#A | Link | OG LINK - Y | #N/A
CF44081##Y2#A | Link | OG LINK - Y | #N/A
CF44085##B3#A | Link | DIRECT LINK - RYBN - DN3 - NCT | #N/A
CF44085##B4#A | Link | DIRECT LINK - RYBN - DN3 - NCT | #N/A
CF44085##N3#A | Link | DIRECT LINK - RYBN - DN3 - NCT | #N/A
CF44085##N4#A | Link | DIRECT LINK - RYBN - DN3 - NCT | #N/A
CF44085##R3#A | Link | DIRECT LINK - RYBN - DN3 - NCT | #N/A
CF44085##R4#A | Link | DIRECT LINK - RYBN - DN3 - NCT | #N/A
CF44085##Y3#A | Link | DIRECT LINK - RYBN - DN3 - NCT | #N/A
CF44085##Y4#A | Link | DIRECT LINK - RYBN - DN3 - NCT | #N/A
CF44406###7 | Link | BSUBAR - RYBN - TF3 - 6 X150 AL | #N/A
CF44413#MB1 | Link | DLINK - 2000C 4P - 100N - B1 | #N/A
CF44413#MB2 | Link | DLINK - 2000C 4P - 100N - B1 | #N/A
CF44413#MB3 | Link | DLINK - 2000C 4P - 100N - B3 | #N/A
CF44413#MB4 | Link | DLINK - 2000C 4P - 100N - B4 | #N/A
CF44413#MN1 | Link | DLINK - 2000C 4P - 100N - N1 | #N/A
CF44413#MN2 | Link | DLINK - 2000C 4P - 100N - N2 | #N/A
CF44413#MN3 | Link | DLINK - 2000C 4P - 100N - N3 | #N/A
CF44413#MN4 | Link | DLINK - 2000C 4P - 100N - N4 | #N/A
CF44413#MR1 | Link | DLINK - 2000C 4P - 100N - R1 | #N/A
CF44413#MR2 | Link | DLINK - 2000C 4P - 100N - R2 | #N/A
CF44413#MR3 | Link | DLINK - 2000C 4P - 100N - R3 | #N/A
CF44413#MR4 | Link | DLINK - 2000C 4P - 100N - R4 | #N/A
CF44413#MY1 | Link | DLINK - 2000C 4P - 100N - R4 | #N/A
CF44413#MY2 | Link | DLINK - 2000C 4P - 100N - Y2 | #N/A
CF44413#MY3 | Link | DLINK - 2000C 4P - 100N - Y3 | #N/A
CF44413#MY4 | Link | DLINK - 2000C 4P - 100N - Y4 | #N/A
CF44544 | Link | ADAPTOR FOR WIRE TAP OFF IN DROPPER AREA | #N/A
CF44544##75 | Link | ADAPTOR FOR WIRE TAP OFF IN DROP | #N/A
CF44563###1 | Link | BUSBAR RYBN-1993mm | #N/A
CF44563###2 | Link | BUSBAR RYBN-1593mm | #N/A
CF44563###3 | Link | BUSBAR RYBN-1393mm | #N/A
CF44580###1 | Link | HORI DUCT LINK-3200C 4P | #N/A
CF44580###2 | Link | HORI DUCT LINK-3200C 4P | #N/A
CF44580###3 | Link | HORI DUCT LINK-3200C 4P | #N/A
CF44580###4 | Link | HORI DUCT LINK-3200C 4P | #N/A
CF44580###5 | Link | HORI DUCT LINK-3200C 4P | #N/A
CF44580###6 | Link | HORI DUCT LINK-3200C 4P | #N/A
CF44581B1MC#GP | Link | DIRECT LINK-2500C 4P-100% N 800W TF3 | #N/A
CF44581B2MC#GP | Link | DIRECT LINK-2500C 4P-100% N 800W TF3 | #N/A
CF44581B3MC#GP | Link | DIRECT LINK-2500C 4P-100% N 800W TF3 | #N/A
CF44581B4MC#GP | Link | DIRECT LINK-2500C 4P-100% N 800W TF3 | #N/A
CF44581B5MC#GP | Link | DIRECT LINK-2500C 4P-100% N 800W TF3 | #N/A
CF44581B6MC#GP | Link | DIRECT LINK-2500C 4P-100% N 800W TF3 | #N/A
CF44581N1MC | Link | DIRECT LINK-2500C 4P-100% N 800W TF3 | #N/A
CF44581N2MC | Link | DIRECT LINK-2500C 4P-100% N 800W TF3 | #N/A
CF44581N3MC | Link | DIRECT LINK-2500C 4P-100% N 800W TF3 | #N/A
CF44581N4MC | Link | CF44581N4MC | #N/A
CF44581N5MC | Link | DIRECT LINK-2500C 4P-100% N 800W TF3 | #N/A
CF44581N6MC | Link | DIRECT LINK-2500C 4P-100% N 800W TF3 | #N/A
CF44581R1MC#GP | Link | DIRECT LINK-2500C 4P-100% N 800W TF3 | #N/A
CF44581R2MC#GP | Link | DIRECT LINK-2500C 4P-100% N 800W TF3 | #N/A
CF44581R3MC#GP | Link | DIRECT LINK-2500C 4P-100% N 800W TF3 | #N/A
CF44581R4MC#GP | Link | DIRECT LINK-2500C 4P-100% N 800W TF3 | #N/A
CF44581R5MC#GP | Link | DIRECT LINK-2500C 4P-100% N 800W TF3 | #N/A
CF44581R6MC#GP | Link | DIRECT LINK-2500C 4P-100% N 800W TF3 | #N/A
CF44581Y1MC#GP | Link | DIRECT LINK-2500C 4P-100% N 800W TF3 | #N/A
CF44581Y2MC#GP | Link | DIRECT LINK-2500C 4P-100% N 800W TF3 | #N/A
CF44581Y3MC#GP | Link | DIRECT LINK-2500C 4P-100% N 800W TF3 | #N/A
CF44581Y4MC#GP | Link | DIRECT LINK-2500C 4P-100% N 800W TF3 | #N/A
CF44581Y5MC#GP | Link | DIRECT LINK-2500C 4P-100% N 800W TF3 | #N/A
CF44581Y6MC#GP | Link | DIRECT LINK-2500C 4P-100% N 800W TF3 | #N/A
CF44582B1#C#GP | Link | RISER LINK - 3200C- 4P-B1 | #N/A
CF44582B2#C#GP | Link | RISER LINK - 3200C 3000A - 4P -B2 | #N/A
CF44582B3#C#GP | Link | RISER LINK - 3200C 3000A - 4P -B3 | #N/A
CF44582B4#C#GP | Link | RISER LINK - 3200C 3000A - 4P -B4 | #N/A
CF44582B5#C#GP | Link | RISER LINK - 3200C 3000A - 4P -B5 | #N/A
CF44582B6#C#GP | Link | RISER LINK - 3200C 3000A - 4P -B6 | #N/A
CF44582N1#C#GP | Link | RISER LINK - 3200C 3000A - 4P-N1 | #N/A
CF44582N2#C#GP | Link | RISER LINK - 3200C 3000A - 4P-N2 | #N/A
CF44582N3#C#GP | Link | RISER LINK - 3200C 3000A - 4P-N3 | #N/A
CF44582N4#C#GP | Link | RISER LINK - 3200C 3000A - 4P-N4 | #N/A
CF44582N5#C#GP | Link | RISER LINK - 3200C 3000A - 4P -N5 | #N/A
CF44582N6#C#GP | Link | RISER LINK - 3200C 3000A - 4P-N6 | #N/A
CF44582R1#C#GP | Link | RISER LINK - 3200C 3000A - 4P-R1 | #N/A
CF44582R2#C#GP | Link | RISER LINK - 3200C 3000A - 4P-R2 | #N/A
CF44582R3#C#GP | Link | RISER LINK - 3200C 3000A - 4P-R3 | #N/A
CF44582R4#C#GP | Link | RISER LINK - 3200C 3000A - 4P-R4 | #N/A
CF44582R5#C#GP | Link | RISER LINK - 3200C 3000A - 4P -R5 | #N/A
CF44582R6#C#GP | Link | RISER LINK - 3200C 3000A - 4P-R6 | #N/A
CF44582Y1#C#GP | Link | RISER LINK - 3200C 3000A - 4P -Y1 | #N/A
CF44582Y2#C#GP | Link | RISER LINK - 3200C 3000A - 4P -Y2 | #N/A
CF44582Y3#C#GP | Link | RISER LINK - 3200C 3000A - 4P-Y3 | #N/A
CF44582Y4#C#GP | Link | RISER LINK - 3200C 3000A - 4P-Y4 | #N/A
CF44582Y5#C#GP | Link | RISER LINK - 3200C 3000A - 4P -Y5 | #N/A
CF44582Y6#C#GP | Link | RISER LINK - 3200C 3000A - 4P-Y6 | #N/A
CF44583#### | Link | DLINK - N- 100%N | #N/A
CF44584###1 | Link | DIRECT LINK - NEUTRAL | #N/A
CF44584###2 | Link | DIRECT LINK - NEUTRAL | #N/A
CF44585SSB1 | Link | DIRECT LINK B1 - @SS | #N/A
CF44585SSB2 | Link | DIRECT LINK R2 - @SS-100%N | #N/A
CF44585SSB3 | Link | DIRECT LINK B3 - @SS | #N/A
CF44585SSB4 | Link | DIRECT LINK B4 - @SS | #N/A
CF44585SSB5 | Link | DIRECT LINK B5 - @SS | #N/A
CF44585SSR1 | Link | DIRECT LINK R1 - @SS | #N/A
CF44585SSR2 | Link | DIRECT LINK R2 - @SS -100%N | #N/A
CF44585SSR3 | Link | DIRECT LINK R3 - @SS | #N/A
CF44585SSR4 | Link | DIRECT LINK R4 - @SS | #N/A
CF44585SSR5 | Link | DIRECT LINK R5 - @SS | #N/A
CF44585SSY1 | Link | DIRECT LINK Y1 - @SS | #N/A
CF44585SSY2 | Link | DIRECT LINK Y2 - @SS-100%N | #N/A
CF44585SSY3 | Link | DIRECT LINK Y3 - @SS | #N/A
CF44585SSY4 | Link | DIRECT LINK Y4 - @SS | #N/A
CF44585SSY5 | Link | DIRECT LINK Y5 - @SS | #N/A
CF44606 | Link | ISO NEUTRAL | #N/A
CF44607###1#A | Link | CONN LINK - N | #N/A
CF44607###2#A | Link | CONN LINK - N | #N/A
CF44636 | Link | DROPPER LINK - RYBN | #N/A
CF44637B1## | Link | RISER LINK - 2000C 4P -100N - B1 | #N/A
CF44637B2## | Link | RISER LINK - 2000C 4P -100N - B2 | #N/A
CF44637B3## | Link | RISER LINK - 2000C 4P -100N - B3 | #N/A
CF44637B4## | Link | RISER LINK - 2000C 4P -100N - B4 | #N/A
CF44637N1## | Link | RISER LINK - 2000C 4P -100N - N1 | #N/A
CF44637N2## | Link | RISER LINK - 2000C 4P -100N - N2 | #N/A
CF44637N3## | Link | RISER LINK - 2000C 4P -100N - N3 | #N/A
CF44637N4## | Link | RISER LINK - 2000C 4P -100N - N4 | #N/A
CF44637R1## | Link | RISER LINK - 2000C 4P -100N - R1 | #N/A
CF44637R2## | Link | RISER LINK - 2000C 4P -100N - R1 | #N/A
CF44637R3## | Link | RISER LINK - 2000C 4P -100N - R3 | #N/A
CF44637R4## | Link | RISER LINK - 2000C 4P -100N - R4 | #N/A
CF44637Y1## | Link | RISER LINK - 2000C 4P -100N - Y1 | #N/A
CF44637Y2## | Link | RISER LINK - 2000C 4P -100N - Y2 | #N/A
CF44637Y3## | Link | RISER LINK - 2000C 4P -100N - Y3 | #N/A
CF44637Y4## | Link | RISER LINK - 2000C 4P -100N - Y4 | #N/A
CF60539 | MS | SUPPORT -DLINK-DN3 | 11
CF72704 | MS | DIRECT LINK SUPPORT | 11
CF72705 | MS | DIRECT LINK SUPPORT | 11
CF72890 | MS | RELAY DOOR-600H,800W | 11
CF73253 | MS | CABLE CLAMP BKT | 11
CF74451W0AT100 | MS | OG LINK SHROUD | 11
CF74722 | MS | ACB DOOR-600H 800W | 11
CF75021 | MS | N-LINK SUPP 800W 2 TIER FEEDER | 11
CF75269#630 | MS | BASEPLATE - DN3 | 11
CF75271###5 | MS | SUPPORT - 600W - DN3 - TPN | 11
CF75271###6 | MS | SUPPORT - 600W - DN3 - TPN | 11
CF76199 | MS | RELAY DOOR - 600 (800 TF PNL) | 11
CF76200 | MS | RELAY DOOR - 600 (800 TF PNL) | 11
CF76201 | MS | RELAY DOOR-600 (320W TF PNL) | 11
CF76202 | MS | ACB DOOR - 750(800W TF PNL) | 11
CF76204 | MS | RELAY DOOR - 450 (800 TF PNL) | 11
CF76218 | MS | RELAY DOOR-300 (800 TF PNL) | 11
CF76219 | MS | RELAY DOOR - 450 (600 TF PNL) | 11
CF76220 | MS | RELAY DOOR - 450 (600 TF PNL) | 11
CF76232 | MS | RELAY DOOR - 300 (600 TF PNL) | 11
CF76233 | MS | RELAY DOOR - 300 (600 TF PNL) | 11
CF76234 | MS | DOOR - 600 (800 TF PNL)DN2 | 11
CF76235 | MS | RELAY DOOR - 450 (800 TF PNL) | 11
CF76244 | MS | OG LINK CLAMP-DN3 | 11
CF76245 | MS | OG LINK SUPPORT--DN3 TF9 | 11
CF76246 | MS | RELAY DOOR - 750 (600 TF PNL) | 11
CF76311 | MS | RELAY DOOR - 600 (800 TF PNL) | 11
CF76312 | MS | RELAY DOOR - 600 (800 TF PNL) | 11
CF76313 | MS | RELAY DOOR - 450 (800 TF PNL) | 11
CF76314 | MS | RELAY DOOR - 450 (800 TF PNL) | 11
CF76315 | MS | RELAY DOOR - 600 (800 TF PNL) | 11
SA42070 | Link | SPACER BUSBAR TF3 M | #N/A
SA46001A61P | Link | EARTHBAR -TF600W ( 6.35X50.8 AL ) 1:PNL | #N/A
SA46001A62P | Link | EARTHBAR -TF600W ( 6.35X50.8 AL ) 2:PNL | #N/A
SA46001G61P | Link | EARTHBAR -TF600W ( 6 X 50 MS ) 1:PNL | #N/A
SA46011B4## | Link | LINKS - DROPPER - TF600W (1250A) | #N/A
SA46011R4## | Link | LINKS - DROPPER - TF600W (1250A) | #N/A
SA46011Y4## | Link | LINKS - DROPPER - TF600W (1250A) | #N/A
SA71175####C## | Link | SPACER | #N/A
SA73103RRJ3 | MS | ACB MOUNTING BRACKET - REAR | 11
SA73423#RJ3 | MS | DUMMY TRAY - DROPPER TF3-FR - RIL J3 | 11
SA73423RRJ3 | MS | DUMMY TRAY - DROPPER TF3-REAR - RIL J3 | 11
SA75038RJ3P | MS | BARRIER INTER COMPARTMENT -LHS | 11
SA75039RJ3# | MS | I/C BARRIER - TF3 SUP - TOP | 11
SA75039RJ3P | MS | I/C BARRIER - TF3 SUP - MID | 11
SA77748 | MS | DROPPER BARRIER - TF600W (1250A) | 11
SA77750 | MS | DROPPER BARRIER - TF600W (1250A) | 11
SA77751 | MS | DROPPER BARRIER - TF600W (1250A) | 11
SA77757 | MS | DROPPER SUPPORT - BOT, TF600W | 11
SA77765#RJ3 | MS | BRACKET ACB MTG. - FRONT | 11
SA77766J3 | MS | BRACKET ACB MTG.REAR-TF600W | 11
SA77774RJ3M | MS | BARRIER I/C - LHS MID- TF3 | 11
SA77774RJ3T | MS | BARRIER INTER COMPARTMENT - LHS TOP- TF | 11
SA77781RENT1 | MS | DOOR TOP COVER REAR - TF600W | 11
SA77787ENT1 | MS | DOOR - REAR - TF600W | 11
SA77788SS3# | MS | BOTTOM PLATE - REAR RHS TF3-600W | 11
SA77789SS3# | MS | BOTTOM PLATE-REAR LHS TF3-600W | 11
SA77803RJ3M | MS | I/C BARRIER - RHS - MID | 11
SA77803RJ3T | MS | I/C BARRIER - RHS - TOP | 11
SA92484RENT1 | MS | TOP COVER FRONT - 800W | 11
SA93544R | MS | TOP CVER ASSY. (REAR)-TF3 | 11
SA94913S45# | MS | DOOR ASSY. U.C. VACANT(450) - TF600W | 11
SA94914BOT#RENT1 | MS | ASSY.COVER FRONT (BOT) - TF600W | 11
SA94914TOP#RENT1 | MS | ASSY.COVER FRONT (TOP) - TF600W | 11
SH00024E12R | CT VT | 3000-3200/1A 15VA CL1 BPL RC CT | 60
SH00025E07R | CT VT | 2000-2500/1A 15VA CL1 BPL RC CT | 60
SH00025E15R | CT VT | 2500-3000/1A 15VA CL1 BPL RC CT | 60
SH00026E07R | CT VT | 1000-1250/1A 15VA CL5P10 BPL RC CT | 60
SH00026E17R | CT VT | 3000-3200/1A 15VA CL5P10 BPL RC CT | 60
SH00027E10R | CT VT | 2000-2500/1A 15VA CL5P10 BPL RC CT | 60
SH00027E23R | CT VT | 3000-3200/1A 15VA CL5P10 BPL RC CT | 60
SH21059MS2# | MS | BUSBAR SHIELD-600W AOC | 11
SH21065##60 | MS | ANGLE FOR DROPPER BARRIER-600mm | 11
SH21704#645 | MS | B. P.- PLAIN ( 600W X 450H ) | 11
SH21704#660 | MS | B. P.- PLAIN ( 600W X 600H ) | 11
SH21704I830 | MS | BASE PLATE-PLAINFOR RELIANCE IDC PROJECT | 11
SH21704I845 | MS | BASE PLATE - RIL IDC - 800W 450H | 11
SH21704I860 | MS | BASE PLATE - RIL IDC - 800W 600H | 11
SH21708###1T12 | MS | I/P BARRIER RIL J3-RHS FRONT TOP (6+6) | 11
SH21708###2T12 | MS | I/P BARRIER RIL J3-RHS FRONT TOP (4+7) | 11
SH21709T12 | MS | I/P BARRIER RIL J3 - RHS FRONT BOT | 11
SH21763 | MS | DROPPER BARRIER - TF600W (1250A) | 11
SH21765 | MS | BKT FOR LINK SUPPORT | 11
SH21766 | MS | ANGLE - DROPPER SHIELD - TF600W | 11
SH21768 | MS | BARRIER BELOW DROPPER | 11
SH21769 | MS | DIRECT LINK BARRIER - TF600W (1250A) | 11
SH21771 | MS | BRACKET - DROPPER SHIELD -TF600W | 11
SH30021##MS | Link | FISH PLATE-EXT. E/B TERM. FOR 70MM E/C | #N/A
SH77623 | MS | BRACKET WIRE SUPPORT ON DOOR | 11
SH97755RPAD | ACB | CR 2000A C 4P ECR WITH PADLOCKING-RI | 51
SH97757RPAD | ACB | CR 3200A C 4P ECR WITH PADLOCKING-RI | 51
SH98990C08 | PKG | 25MM CRATE H=2695,W=1960,D=2049,V=0.58 | 20
SH98990C14 | PKG | 25MM CRATE H=2695,W=1480,D=1739,V=0.454 | 20
SH98990C18 | PKG | 25MM CRATE H=2695,W=1760,D=2049,V=0.553 | 20
SH98990C27 | PKG | 25MM CRATE H=2695,W=1880,D=2049,V=0.569 | 20
SHP4002###A | Link | 2000C R LINK-HOR | #N/A
SHP4002###C | Link | 2000 R LINK-HOR AT SS | #N/A
SL93251OOOO | Extra | Racking handle (3200 H0 & Above) | 51
SPE0023400240 | Meter | VOLTMETER MOVING IRON (AC),0-500V,AE | 60
SPE0040600603 | Meter | 0-2000A,MOVING IRON (AC) AMMETER | 60
SPE0040600937 | Meter | 0-3000A,MOVING IRON (AC) AMMETER | 60
SPE0107800954 | CT VT | 3000A/1A CLPS CTs | 60
SPE0108600154 | Sel Sw | SALZER 16 A, 4 POLE, 4 POSITION | 60
SPE0117800409 | CT VT | 630A/1A,7.5VA,CL1,RESIN CAST (CLASS-E) | 60
SPE0117801092 | CT VT | 160A/1A,7.5VA,CL1,RESIN CAST (CLASS-E) | 60
SPE0117801103 | CT VT | 800A/1A,15VA,CL1,RESIN CAST (CLASS-E) | 60
SPE0117801828 | CT VT | 63A/1A,7.5VA,CL1,RESIN CAST (CLASS-E) | 60
SPE0123800379 | CT VT | 3000A/1A,15VA,5P10 CT | 60
SPE0123800639 | CT VT | 1600A/1A,15VA,5P10 CT | 60
SPE0123801633 | CT VT | 800A/1A,15VA,5P10 CT | 60
SPE0241100008 | ALAN | ALAN POWERPACK MODEL NO:APP-230220 | 60
SPE0247000006 | Communication | SC SIMPLEX,1M,DFPGS1SCXX01(SM) | 60
SPE0252600002 | ASCO | ASCO 320 SERIES TVSS, 277V 200 KA | 60
SPE0431200001 | Communication | SPECTRA,RJ45 connector | 60
SPE0455900008 | Communication | DLINK,STP-ST-8M-YLW-IN,DARK GREY | 60
ST22845#MID | Link | VERTICAL DUCT LINK | #N/A
ST23388###H | MS | SHIELD MIDDLE-800W WITH GROMET HOLE | 11
ST33465F60W | MS | 3 ROW TERM MOUNTING CHANNEL | 11
SYQB065HR | Vendor | HARNESS | #N/A
SYQB065TF | Vendor | PART ASSEMBLED SWITCHBOARD | #N/A
SZP6004 | MS | BUSBAR SUPPORT TF3 100%N | 11
SZP6101 | MS | BB SUPPORT - 100%N (2 PKT) | 11
SZP9477BOT#R | MS | BOT COVER ( F ) ASSY -320W SIEMENS | 11
SZP9477TOP#SL | MS | TOP CVR(F) ASSY.- 320 MM+SIM LOCK | 11
SZP9483R | MS | COVER ASSLY.FRONT TOP TF3 PNL | 11
SZP9484R | MS | COVER ASSLY.FRONT BOTTOM TF3 PNL | 11
SZQ7019 | MS | CLAMP DRP/HBB SUPPORT 8 FLAT | 11
SZQ7020 | MS | DROPPER SUPPORT | 11
SZQ7021 | MS | BUSBAR SUPPORT | 11
SZQ7036 | MS | TOP BUSBAR CLAMP | 11
SZQ7257##60 | MS | BARRIER BETN POWER &amp; CONT TERM | 11
SZR4527AM## | Link | DROPPER - ACB/FN/DTH/DL | #N/A
SZR4532####CGF | Link | LINK - R AL FOR 2000C 3P IN TF3 80W | #N/A
SZR4552N1## | Link | EQUALISER LINK (DROPPER) 100% N - 600W | #N/A
SZR4552N2## | Link | EQUALISER LINK (DROPPER) 100% N - 600W | #N/A
SZR4552RYB1 | Link | EQUALISER LINK (DROPPER) 100% N - 600W | #N/A
SZR4552RYB2 | Link | EQUALISER LINK (DROPPER) 100% N - 600W | #N/A
SZS7827#MID | MS | I/C TRAY - 320W PNL - RIL J3 | 11
SZS7827#TOP | MS | I/C TRAY - 320W PNL - RIL J3 | 11
SZS7828F60W | MS | BRACKET FOR PLATE TF3 600W - REAR | 11
SZS7829F60W | MS | BRACKET FOR PLATE TF3 600W - FRONT | 11
SZS7830F60W | MS | PLATE FOR MTB-TF3 600W LHS | 11
SZS7830S80W | MS | PLATE-LHS SIDE | 11
SZS7831F60W | MS | PLATE FOR MTB-TF3 600W RHS | 11
SZS7831S80W | MS | PLATE-RHS SIDE | 11
SZS7870 | MS | BASE PLATE - 320W 600H - RIL J3 | 11
SZS7920MS32 | MS | BRACKET (DIR. LINK SUPPORT) | 11
SZS7938 | MS | BASEPLATE - DN2 - 600W 300H | 11
SZS7938W6H4 | MS | BASE PLATE - 450H 600W | 11
SZS7940 | MS | CABLE LINK SUPPORT | 11
SZS7940#AOC | MS | CABLE LINK SUPPORT | 11
SZS7941 | MS | CABLE LINK SUPPORT CLAMP | 11
SZS7942 | MS | DROPPER SUPPORT TOP TF3-FR | 11
SZS7943 | MS | clamp for dropper support | 11
SZV4328IC6B | Link | I/C LINK-RYBNMCCB FEEDER IN TF3-600W PNL | #N/A
SZV4328IC6N | Link | I/C LINK-RYBNMCCB FEEDER IN TF3-600W PNL | #N/A
SZV4328IC6R | Link | I/C LINK-RYBNMCCB FEEDER IN TF3-600W PNL | #N/A
SZV4328IC6Y | Link | I/C LINK-RYBNMCCB FEEDER IN TF3-600W PNL | #N/A
SZV4329ICAB | Link | TERMINAL ADAPTORS R,B - I/C &amp; O/G | #N/A
SZV4329ICAR | Link | TERMINAL ADAPTORS R,B - I/C &amp; O/G | #N/A
SZV4329OGAR | Link | TERMINAL ADAPTORS R,B - I/C &amp; O/G | #N/A
SZV4331DN2I | Link | TERMINAL ADAPTOR Y - I/C &amp;amp; O/G | #N/A
SZV4331DN2O | Link | TERMINAL ADAPTOR Y - I/C &amp; O/G | #N/A
SZV4332TPS2 | Link | O/G LINK R,Y,B,N | #N/A
SZV4333OGCB | Link | VERT. LINK-R,Y,B | #N/A
SZV4333OGCR | Link | VERT. LINK-R,Y,B | #N/A
SZV4333OGCY | Link | VERT. LINK-R,Y,B | #N/A
SZV4334 | Link | CONN LINK-NDN2-250/DN3-400 -3P | #N/A
SZV4335DN2I | Link | O/G ADDAPTOR N | #N/A
SZV4335DN2O | Link | O/G ADDAPTOR N | #N/A
SZV4336##B1 | Link | DROPPER 600W PNL - 100 % N | #N/A
SZV4336##B2 | Link | DROPPER 600W PNL - 100 % N | #N/A
SZV4336##N1 | Link | DROPPERS | #N/A
SZV4336##N2 | Link | DROPPER 600W PNL - 100 % N | #N/A
SZV4336##R1 | Link | DROPPER 600W PNL - 100 % N | #N/A
SZV4336##R2 | Link | DROPPER 600W PNL - 100 % N | #N/A
SZV4336##Y1 | Link | DROPPER 600W PNL - 100 % N | #N/A
SZV4336##Y2 | Link | DROPPER 600W PNL - 100 % N | #N/A
TF21800 | Link | DROPPER - BC - 2500A - TOP 750MM | #N/A
TF60559ADSB | Link | ADAPTOR SDF SWITCH | #N/A
TF60559ADSR | Link | ADAPTOR SDF SWITCH | #N/A
TF60559ADSY | Link | ADAPTOR SDF SWITCH | #N/A
TF61786###1 | Link | ADAPTOR TERMINAL-RYBN1 2500C-4P | #N/A
TF61786###2 | Link | ADAPTOR TERMINAL-2500C-4P | #N/A
TF72481#6WB | Link | CONN. LINK B | #N/A
TF72481#6WR | Link | CONN. LINK R | #N/A
TF72481#6WY | Link | CONN. LINK Y | #N/A
TF72487#300 | MS | BASE PLATE DN2-250-300H | 11
TF72493W600 | MS | AUS BASE PLATE-450H 600w | 11
TF74342#CLM | MS | HORI DUCT LINK-SUPPORT | 11
TF74342#SUP | MS | HORI DUCT LINK-SUPPORT | 11
TF74343#CLM | MS | VERT DUCT LINK-CLAMP | 11
TF74343#SUP | MS | VERT DUCT LINK-SUPPORT | 11
TF75142 | MS | DN2-250 BASE PLATE 300MM COMP | 11
TF75142#600 | MS | DN2-250 BASE PLATE | 11
TQ47315#####GF | Link | CONN LINK - Y DM400+MNX325 | #N/A
SPE0143500144 | ELR | PROKDV ELR,85-275V AC/DC,40MM | 60
SPE0145000001 | TRANSDUCER | AE CR TR.,110V AC,4 - 20 mA | 60
SA46069 | LINK | DROPPER R/Y/B/N TQ3 FRM4 TOP BUS AL | #N/A
UW120SXB9200018552 | ACB | OMEGA FR1 2000A S 3P EBR MTX1.5G | 51
UW120SXC0000018554 | ACB | OMEGA FR1 2000A S 3PCR | 51
SH00022D02E | CT VT | 5-10-15/1A 10VA CL1 WPL ERC CT | 60
SPE0228700302 | CT VT | CONTROL TRAFO, 4000 VA, 415 V/55-0-55 V | 60
SZP7778 | MS | I/P BARRIER TQ3 FRM IV 4/DF | 11
SH00022D01E | CT VT | 1-3/1A 10VA CL1 WPL ERC CT | 60
SH00022D03E | CT VT | 20-30-40/1A 10VA CL1 WPL ERC CT | 60
SA75691 | MS | RHS DROPPER SUPPORT TQ3 65KV | 11
SH25054 | MS | CABLE CLAMP BKTTQ3 DF | 11
CF44587###2 | Link | BUSBAR RYBN - 800W - FR1 | #N/A
SA75690 | MS | LHS DRO SUPPORT TQ3 65KV | 11
SH00022D05E | CT VT | 75/1A 10VA CL1 WPL ERC CT | 60
SH00022D21E | CT VT | 100-120A/1A 10VA CL1 BPL ERC CT | 60
SPE0005800460 | Meter | AMMETER AE,0-15-120A,CLASS 1 | 60
DOMESTIC_PKGCASE | PKG | 430MMX330MMX430MM PACKING CASE | 20
SPE0288700002 | DIODE | DIODE MODULE, ULPWDIOR-40A 110V DC | 61
SPE0005800813 | METER | AMMETER AE,0-30-240A,CLASS 1 | 60
SPE0117800492 | CT VT | 1600A/1A,10VA,CL1,EPOXY RESIN CAST (CLAS | 60
SPE0005800463 | Meter | AMMETER AE,0-75-600A,CLASS 1 | 60
SPE0005800812 | Meter | AMMETER AE,0-40-320A,CLASS 1 | 60
SA73725 | MS | BASE PLATE 600 MM | 11
TQ31932D | MS | DOOR-400 FN125 | 11
SH00022D04E | CT VT | 50-60/1A 10VA CL1 WPL ERC CT | 60
CF43900B2A1 | Link | OG CABLE LINK RYB - TF9 - 1600A | #N/A
CF43900R2A1 | Link | OG CABLE LINK RYB - TF9 - 1600A | #N/A
CF43900B1A1 | Link | OG CABLE LINK RYB - TF9 - 1600A | #N/A
CF43900R1A1 | Link | OG CABLE LINK RYB - TF9 - 1600A | #N/A
CF43900Y1A1 | Link | OG CABLE LINK RYB - TF9 - 1600A | #N/A
CF43900Y2A1 | Link | OG CABLE LINK RYB - TF9 - 1600A | #N/A
CF43901#4A1 | Link | OG CABLE LINK N - TF9 - 1600A | #N/A
SA73419 | MS | SIDE PLATE ADD-ON CABLE CHAMBER | 11
SZU4864B2D7 | Link | DIRECT LINK-TOP750:OMEGA FRAME 1 TF9 | #N/A
SZU4864Y2D7 | Link | DIRECT LINK-TOP750:OMEGA FRAME 1 TF9 | #N/A
SZU4864B1D7 | Link | DIRECT LINK-TOP750:OMEGA FRAME 1 TF9 | #N/A
SZU4864Y1D7 | Link | DIRECT LINK-TOP750:OMEGA FRAME 1 TF9 | #N/A
SH25053 | MS | DRPR SHIELD BOT-BELOW DRPR TQ3 DF | 11
SS94117OOGO | OLR | MN 2 RELAY, 0.3 - 0.5 A | 53
SPE0005800462 | Meter | AMMETER AE,0-50-400A,CLASS 1 | 60
SZU4864R2D7 | Link | DIRECT LINK-TOP750:OMEGA FRAME 1 TF9 | #N/A
SZU4864R1D7 | Link | DIRECT LINK-TOP750:OMEGA FRAME 1 TF9 | #N/A
SH31456DFN1 | Link | DIRECT LINK -N | #N/A
SH31456DFN2 | Link | DIRECT LINK -N | #N/A
BB20400C | MCB | MCB 10kA DP C-curve 40A | 53
TQ31973D | MS | DOOR 400 | 11
TF66645 | PR | PULTRUDED SUPPORT - BB - TOP | 40
CF43851##A3 | Link | LINK N | #N/A
CF76185 | MS | RELAY DOOR - 450 (800W TF PNL) | 11
CF76304 | MS | RELAY DOOR - 450 (800W TF PNL) | 11
CQ74200 | MS | DOOR-700 | 11
SH49774###2 | Link | EARTH LINK (TF900) | #N/A
SH49774###1 | Link | EARTH LINK (TF900) | #N/A
CF43892###1 | Link | NEUTRAL L LINK - TF9 - FR1 2 TIER | #N/A
CF43892###2 | Link | NEUTRAL L LINK - TF9 - FR1 2 TIER | #N/A
TQ31959D | MS | DOOR FN125 - 300 | 11
CQ72765 | MS | BRACKET | 11
SZS7683 | MS | BRACKET | 11
CF76195 | MS | U-ACB DOOR - 750 (800W TF PNL) | 11
SH79969#8M2F | MS | INTER COMPARTMENT BARRIER 800/600W PNL. | 11
TQ59882F | MS | BASE PLATE DM100-UNF | 11
TQ31021F | MS | DOOR - 500 | 11
TQ31020 | MS | DOOR 400 - FN125 D/O - 2 CP CUTOUT | 11
TQ51173F | MS | DOOR-400 FN63+2:CP TQ3 D/O | 11
SPE0149200123 | Meter | EM6400NG METER,44-277V AC/DC,1.0 | 60
ACBSCQB057-709 | ACB | ACB 2500 A , ELECTRICAL-(Motor oprtd-S. | 51
ACBSCQE999-101 | ACB | ACB 2500 A , ELECTRICAL-(Motor oprtd-S. | 51
ACBSCQE999-152 | ACB | ACB 1000 A , ELECTRICAL-(Motor oprtd-S. | 51
CAG14AF8004A(M) | RELAY | CAG14AF8004ACH RELAY | 60
CDG11AF005SA(M) | RELAY | CDG11AF005SACH RELAY | 60
CF74544#RHS | MS | RISER LINK SUPPORTING BKT-RHS-Y-PH | 11
CQ41225#####GPF | Link | RISER LINK - B DN3-400-UNF | #N/A
CQ72184#CAM | MS | FRONT DOOR WITH CAMLOCK | 11
DZ1T0040NXC1AOOOO | DZ | MCCB dsine DZ1-160N 40A 3P 50kA VTFM | 52
DZ1T0125NXM1AOOOO | DZ | MCCB dsine DZ1-160N 125A 3P 50kA M ver | 52
DZ2T0050NXF1AOOOO | DZ | MCCB dsine DZ2-160N 50A 3P 50kA iTRP1 | 52
SA10016##01 | PR | TUBE - 158.4 mm | 40
SA44262 | Link | VERTICAL LINK(2500A ACB)-DUCT ENTRY | #N/A
SA44263 | Link | LINK N C3200¦4000A TF3(JIT) | #N/A
SA50435 | PR | SIC PULLER TQ3 MAT.-DELRIN500 | 40
SA73250#NPC | MS | TOP COVER TF3-REAR | 11
SA73316SS3# | MS | BOTTOM PLATE FRONT RHS/LHS - TF3 | 11
SA73405#NPC | MS | REAR DOOR SESMIC CONDITIONS | 11
SA73408#NPC | MS | COVER-TOP | 11
SA73422 | MS | BRACKET - MARSHALLING TERM - TF3-FR | 11
SA73480T12 | MS | INTERPANEL BARRIER TF3-FR, RHS BOTTOM | 11
SA73610#NPC | MS | CBC DOOR FOR SESMIC CONDITIONS | 11
SA73823 | MS | SIC MEMBER RHS 900MM TQ3 (JIT) | 11
SA92484#NPC | MS | COVER FRONT -TOP | 11
SA92485#NPC | MS | COVER FRONT-BOTTOM | 11
SA92490#NPC | MS | COVER DROPPER PNL TF3-FR-BOT | 11
SA92491#NPC | MS | COVER DROPPER PNL TF3 FR-TOP | 11
SA92763#NPC | MS | TOP COVER(FRONT)-TQ3 | 11
SH03990 | LED | ESBEE,GEN NEXT LED,YELLOW,EILY110D | 61
SL91079OOOO | EXTRA | Closing Coil 110V AC/DC | 51
SL92718O1OO | EXTRA | Shunt Release EA 110V DC | 51
SL97582OOOO | DL/DM | MCCB DM16 1A 3P Mag | 52
SL97588OOOO | DL/DM | MCCB DM16 7.5A 3P Mag | 52
SPE0005800516 | Meter | AMMETER RISHAB,0-30-240A,CLASS 1.5 | 60
SPE0005800517 | Meter | AMMETER RISHAB,0-75-600A,CLASS 1.5 | 60
SPE0005800518 | Meter | AMMETER RISHAB,0-100-800A,CLASS 1.5 | 60
SPE0005800555 | Meter | AMMETER RISHAB,0-15-120A,CLASS 1.5 | 60
SPE0005800556 | Meter | AMMETER RISHAB,0-20-160A,CLASS 1.5 | 60
SPE0005800557 | Meter | AMMETER RISHAB,0-3-24A,CLASS 1.5 | 60
SPE0005800558 | Meter | AMMETER RISHAB,0-5-40A,CLASS 1.5 | 60
SPE0005800560 | Meter | AMMETER RISHAB,0-10-80A,CLASS 1.5 | 60
SPE0005800627 | Meter | AMMETER RISHAB,0-200-1600A,CLASS 1.5 | 60
SPE0005801807 | Meter | AMMETERRISHAB,0-1-8A,CLASS 1.5,NOT APPLI | 60
SPE0023400090 | Meter | VOLTMETER MOVING IRON (AC),0-500V,RISHAB | 60
SPE0040600448 | Meter | AMETER,0-2500A,1A,SIF96,MI(AC),RISHB,TF3 | 60
SPE0047700127 | CT VT | VT 415/R3 / 110/R3 V CL.1/3P | 60
SPE0117802158 | CT VT | 30A/1A,15VA,CL1,RESIN CAST (CLASS-F) | 60
SPE0117802159 | CT VT | 75A/1A,15VA,CL1,RESIN CAST (CLASS-F) | 60
SPE0117802396 | CT VT | 10A/1A,7.5VA,CL1,RESIN CAST (CLASS-F) | 60
SPE0117802865 | CT VT | 400A/1A,7.5VA,CL1,RESIN CAST (CLASS-F) | 60
SPE0117802866 | CT VT | 1A/1A,7.5VA,CL1,RESIN CAST (CLASS-F) | 60
SPE0117802867 | CT VT | 3A/1A,7.5VA,CL1,RESIN CAST (CLASS-F) | 60
SPE0117802868 | CT VT | 5A/1A,7.5VA,CL1,RESIN CAST (CLASS-F) | 60
SPE0117802869 | CT VT | 15A/1A,7.5VA,CL1,RESIN CAST (CLASS-F) | 60
SPE0117802870 | CT VT | 20A/1A,15VA,CL1,RESIN CAST (CLASS-F) | 60
SPE0117802871 | CT VT | 2500A/1A,15VA,CL1,RESIN CAST (CLASS-F) | 60
SPE0117802873 | CT VT | 100A/1A,15VA,CL1,RESIN CAST (CLASS-F) | 60
SPE0117802876 | CT VT | 200A/1A,15VA,CL1,RESIN CAST (CLASS-F) | 60
SPE0123801921 | CT VT | 2500A/1A,15VA,5P10 CT | 60
SPE0158900020 | RESISTOR | RESISTOR 0-2000 OHM,200W,KIYOSH | 60
SPE0228700311 | CT VT | CONTROL TRAFO, 5000 VA, 415 V/240 V | 60
SPE0257200001 | ELR | 110-240V AC,Current Range 30MA-30A,1 C/O | 60
SPE0293500798 | Sel Sw | SALZER S-AC STD,16A,4P,4POS SWITCH | 60
SPE0293501481 | Sel Sw | SALZER S-AC STD,25A,4P,4POS SWITCH | 60
SPE0471400012 | LABEL | LABEL HALF A2,STAINLESS STEEL | 75
SPE0471400031 | LABEL | LABEL LEGEND PLATE - 3 SET,ANODISED ALUM | 75
SPE0471400046 | LABEL | LABEL LEGEND PLATE - 1 SET,ANODISED ALUM | 75
SS94117OOKO | OLR | MN 2 RELAY , 0.6 - 1.0 A | 53
ST23921F | Link | ADAPTOR TERMINAL 2500/3200-4PR1B1Y1-UNF | #N/A
ST23922F | Link | ADAPTOR TERMINAL 2500/3200-4P R2Y2B2-UNF | #N/A
ST23923F | Link | ADAPTOR LINK 2500/3200A 4P ACB - N1-UNF | #N/A
ST23924F | Link | ADAPTOR LINK 2500/3200A 4P ACB - N2-UNF | #N/A
ST24702 | Link | TEMPLATE FOR LINKS/BUSBARS | #N/A
ST24703 | Link | TEMPLATE FOR LINKS/BUSBARS | #N/A
ST24704 | Link | TEMPLATE FOR LINKS/BUSBARS | #N/A
ST24705 | Link | TEMPLATE FOR LINKS/BUSBARS | #N/A
ST24706 | Link | TEMPLATE FOR LINKS/BUSBARS | #N/A
ST24707 | Link | TEMPLATE FOR LINKS/BUSBARS | #N/A
ST24708 | Link | TEMPLATE FOR LINKS/BUSBARS | #N/A
ST24709 | Link | TEMPLATE FOR LINKS/BUSBARS | #N/A
ST24710 | Link | TEMPLATE FOR LINKS/BUSBARS | #N/A
ST24711 | Link | TEMPLATE FOR LINKS/BUSBARS | #N/A
ST24712 | Link | TEMPLATE FOR LINKS/BUSBARS | #N/A
ST24713 | Link | TEMPLATE FOR LINKS/BUSBARS | #N/A
ST33180 | ISMC | ISMC BASE CHANNEL NPC TF3 ( 800 x 1400 ) | 60
ST33182 | ISMC | ISMC BASE CHANNEL ASY AOC 800W | 60
ST33183 | ISMC | ISMC BASE CHANNEL NPC ( 320 x 1400 ) | 60
ST33193 | ISMC | ISMC BASE CHANNEL - NPC TQ3 DF | 60
ST33499 | ISMC | ISMC BASE CHANNEL NPC 320 x 900 | 60
SZP7443 | MS | BOTTOM PLATE (REAR RHS) TQ3 | 11
SZP7445 | MS | BOTTOM PLATE TF900 | 11
SZP9615 | TOP | TOP ASSY-320PNL TF900 -TOP DUCT | 11
SZR7917#DZ | MS | BRACKET FOR DZ MCCB | 11
TF22209 | MS | TEMPLATE FOR FAB ITEMS | 11
TF22210 | MS | TEMPLATE FOR FAB ITEMS | 11
TF26842 | Link | CABLE LINK-R2 | #N/A
TF26843 | Link | CABLE LINK-R3 | #N/A
TF26844 | Link | CABLE LINK-R4 | #N/A
TF26845 | Link | CABLE LINK-R5 | #N/A
TF26847 | Link | CABLE LINK-Y1/B4 | #N/A
TF26848 | Link | CABLE LINK-Y2/B5 | #N/A
TF26850 | Link | CABLE LINK-B2 | #N/A
TF26851 | Link | CABLE LINK-B3 | #N/A
TF26852 | Link | CABLE LINK-Y4 | #N/A
TF26853 | Link | CABLE LINK-Y5 | #N/A
TF26855 | Link | CABLE LINK-Y3/B6/N1/N2/N3 | #N/A
TF26855##14 | Link | CABLE LINK-B | #N/A
TF50180 | Link | CABLEL INK-Y2 | #N/A
TF50597##AL | Link | HOR. LINK - N | #N/A
TF50635 | Link | CABLE LINK-R2 &amp;Y2 (MID. FDR.) W/O AO | #N/A
TF50637 | Link | CABLE LINK-B2 (MID. FDR.) W/O AOC | #N/A
TF51719##AL | Link | VERT LINK -N | #N/A
TF51720##N1 | Link | DIR LINK - N1 | #N/A
TF51720##N2 | Link | DIR LINK - N2 | #N/A
TF51720##N3 | Link | DIR. LINK - N3 | #N/A
TF58563#NPC | MS | REAR DOOR - 4:I/L ( 800W ) | 11
TF68866#NPC | MS | REAR DOOR - 2:O/L ( 800W ) | 11
TF74994##16 | Link | BUSBAR-RYBN | #N/A
TF75323BB05 | Link | HBB-RYBN 2500C/H+320W | #N/A
TF75323BB06 | Link | DUCT LINK-RYBN | #N/A
TF75323DR13 | MS | ACB DOOR 750H 800W | 11
TF75323DR14 | MS | RELAY DOOR 600H 800W | 11
TF75323DR15 | MS | ACB DOOR 600H 800W | 11
TF75323DR16 | MS | ACB DOOR 600H 800W | 11
TF75323DR17 | MS | RELAY DOOR 600H 800W | 11
TF75323DR18 | MS | ACB DOOR 750H 800W | 11
TF75323DR19 | MS | RELAY DOOR 450H 800W | 11
TF75323DR20 | MS | RELAY DOOR 600H 800W | 11
TF75323DR21 | MS | VACANT RELAY DOOR 600H 800W | 11
TF75323DR22 | MS | VACANT RELAY DOOR 450H 800W | 11
TF75323DR23 | MS | VACANT RELAY DOOR 320W 600H | 11
TQ30246 | MS | CONTROL PLATE | 11
TQ31224 | MS | DOOR-400 D/O DM16 (WITH 2 C/P) | 11
TQ44701#1P6 | Link | BUSBAR -TQ3 1PNL BB | #N/A
TQ51585####AGPF | Link | RISER LINKS - R-UNF | #N/A
TQ51586####AGPF | Link | RISER LINKS - Y-UNF | #N/A
TQ51588####AGPF | Link | I/C LINKS -R-UNF | #N/A
TQ51589####AGPF | Link | I/C LINKS -B-UNF | #N/A
TQ51590####AGPF | Link | I/C LINKS -Y-UNF | #N/A
TQ52482 | MS | BASEPLATE-700 (FN125 &amp; MNX140) | 11
TQ54103 | MS | DOOR-900 DM | 11
TQ63136 | MS | O/G CONTACT PLATE CHASSI WITH FRAME | 11
TQ63388 | Link | SHORTING LINK | #N/A
TQ65081 | MS | BRACKET | 11
TQ66256 | MS | DOOR-600 | 11
TQ66625##02 | MS | CONTROL PLATE | 11
TQ66625##03 | MS | CONTROL PLATE | 11
TQ66625##04 | MS | CONTROL PLATE | 11
TQ66625##08 | MS | DOOR-1500 (DN3) | 11
TQ66625BB01 | Link | HBB-TQ 320+800+800 WITH DUCT | #N/A
WL440011OOOO | Meter | MFM 4400 LED meter Cl 1 with RS485 | 53
WL500011OBOO | Meter | MFM 5000 LED METER CL 1 RS485 2A/O | 53
XW00012 | PR | WASHER-RETAINER | 61
ACBSCWB884-203 | ACB | ACB 1600 A , MANUAL | 51
SPE0322300003 | RELAY | ABB RELAY:REJ601BD446BB1NH | 60
ACBSCWB884-103 | ACB | ACB 3200 A , MANUAL | 51
ACBSCWB884-102 | ACB | ACB 3200 A , MANUAL | 51
CF41736NTPC#BC#GP | LINK | DROPPER - B/C | #N/A
CF44631 | Link | FISH PLATE NON-STD | #N/A
SPE0107800969 | CT VT | 3200A/1A CLPS CTs | 60
WL443021OOOO | Meter | MFM 4430 LED meter Cl 0.5 with RS485 | 53
CF41527#RY1 | Link | 1600C 3P CABLE LINK - R1 & Y1 (1:AOC) | #N/A
CF41527#RY2 | Link | 1600C 3P CABLE LINK - R2 & Y2 (1:AOC) | #N/A
SPE0107800970 | CT VT | 3200A/1A CLPS CTs | 60
SH98990C16 | PKG | 25MM CRATE H=2695,W=1280,D=2049,V=0.463 | 20
SPE0389300002 | RELAY | ABB CV2D2J,110VDC,110VDC | 60
SPE0123800574 | CT VT | 3200A/1A,15VA,5P10 CT | 60
SPE0389000001 | RELAY | ABB IRXM RELAY:1MYN742832-E | 60
CF41527##B1 | Link | CABLE LINK - B1 | #N/A
SA46178B### | Link | MINIBUS B/C B | #N/A
CF41527##B2 | Link | CABLE LINK - B2 | #N/A
SPE0145300216 | TRANSDUCER | AE KW TR.,110V DC,4 - 20 mA | 60
SA46192R6###GP | LINK | DIRECT LINK-R6 FOR 3200H1 | #N/A
SA46192R5###GP | LINK | DIRECT LINK R5 FOR 320H1 | #N/A
SA46192R4###GP | LINK | DIRECT LINK-R4 - 3200H1 3P ACB- TF3 SUP | #N/A
SA46178Y### | Link | MINIBUS B/C Y | #N/A
SA46192R3###GP | LINK | DIRECT LINK-R3 - 3200H1 3P ACB -TF3 SUP | #N/A
SA46192R2###GP | LINK | DIRECT LINK-R2 FOR 3200H1 | #N/A
SA46192R1###GP | LINK | DIRECT LINK-R1 FOR 3200H1 | #N/A
SA46192Y6###GP | LINK | DIRECT LINK-Y6 FOR 3200H1 | #N/A
SA46192Y5###GP | LINK | DIRECT LINK-Y5 FOR 3200H1 | #N/A
SA46192Y4###GP | LINK | DIRECT LINK-Y4 - 3200H1 3P ACB -TF3 SUP | #N/A
SA46192B6###GP | LINK | DIRECT LINK B6 FOR 3200H1 | #N/A
SA46192B5###GP | LINK | DIRECT LINK B5 FOR 3200H1 | #N/A
SA46192B4###GP | LINK | DIRECT LINK-B4 - 3200H1 3P ACB -TF3 SUP | #N/A
SA46192Y3###GP | LINK | DIRECT LINK-Y3 - 3200H1 3P ACB -TF3 SUP | #N/A
SA46192Y2###GP | LINK | DIRECT LINK-Y2 FOR 3200H1 | #N/A
SA46192Y1###GP | LINK | DIRECT LINK-Y1 FOR 3200H1 | #N/A
SA46192B3###GP | LINK | DIRECT LINK-B3 - 3200H1 3P ACB -TF3 SUP | #N/A
SA46192B2###GP | LINK | DIRECT LINK-B1 FOR 3200H1 | #N/A
SA46192B1###GP | LINK | DIRECT LINK-B1 FOR 3200H1 | #N/A
SA46180#####GP | Link | NEUTRAL LINK BUSBAR 3200H1/4000H TF3 | #N/A
SA46178R### | Link | MINIBUS B/C R | #N/A
CF44629###2 | Link | BUSBAR-N | #N/A
SPE0123801950 | CT VT | 3200A/1A,15VA,5P10 CT | 60
SPE0123801951 | CT VT | 3200A/1A,15VA,5P10 CT | 60
SA42063NTPC | Link | VERTICAL EARTHBAR TF3 NTPC | #N/A
CF43507R6###GP | Link | LINK MINIBUS B/C-W/O ADP | #N/A
CF43507R5###GP | Link | LINK MINIBUS B/C-W/O ADP | #N/A
CF43507R4###GP | Link | LINK MINIBUS B/C-W/O ADP | #N/A
SPE0290300019 | Sel Sw | SALZER BREAKER CONTROL SWITCH ORDER NO:1 | 60
CF43507B6###GP | Link | LINK MINIBUS B/C-W/O ADP | #N/A
SA44264#####GP | Link | LINK N - 4000C 3P | #N/A
CF43507B5###GP | Link | LINK MINIBUS B/C-W/O ADP | #N/A
CF43507B4###GP | Link | LINK MINIBUS B/C-W/O ADP | #N/A
SPE0148000005 | Meter | RISHABH, SQ 96,415V & 480V | 60
CF43507R3###GP | Link | LINK MINIBUS B/C-W/O ADP | #N/A
CF43507R2###GP | Link | LINK MINIBUS B/C-W/O ADP | #N/A
SA42126#####GF | Link | B/C FISH PLATE-6 | #N/A
CF43507R1###GP | Link | LINK MINIBUS B/C-W/O ADP | #N/A
CF43507B3###GP | Link | LINK MINIBUS B/C-W/O ADP | #N/A
CF43507B2###GP | Link | LINK MINIBUS B/C-W/O ADP | #N/A
CF43507B1###GP | Link | LINK MINIBUS B/C-W/O ADP | #N/A
CF43566Y6###GP | Link | LINK MINIBUS B/C | #N/A
CF43566Y3###GP | Link | LINK MINIBUS B/C | #N/A
CF43566Y5###GP | Link | LINK MINIBUS B/C | #N/A
CF43566Y2###GP | Link | LINK MINIBUS B/C | #N/A
CF74628 | MS | ACB DOOR-750H 800W | 11
CF72736 | MS | ACB DOOR 750H 800W | 11
CF43566Y4###GP | Link | LINK MINIBUS B/C | #N/A
CF43566Y1###GP | Link | LINK MINIBUS B/C | #N/A
SPE0117802915 | CT VT | 3200A/1A,15VA,CL1,RESIN CAST (CLASS-E) | 60
SPE0040600051 | Meter | AMMETER,0-1600A,1A,SIF96,MI(AC),AE,TF3 | 60
SPE0040600054 | Meter | AMMETER,0-3200A,1A,SIF96, AE MAKE | 60
CF43565Y1###GP | Link | TERMINAL ADAPTOR FOR Y Ph | #N/A
CF43565Y2###GP | Link | TERMINAL ADAPTOR FOR Y Ph | #N/A
CF43565Y3###GP | Link | TERMINAL ADAPTOR FOR Y Ph | #N/A
CF43565Y4###GP | Link | TERMINAL ADAPTOR FOR Y Ph | #N/A
CF43565Y5###GP | Link | TERMINAL ADAPTOR FOR Y Ph | #N/A
CF74647 | MS | RELAY DOOR-300H 800W | 11
CF43565Y6###GP | Link | TERMINAL ADAPTOR FOR Y Ph | #N/A
SPE0023400036 | Meter | VOLTMETER MOVING IRON (AC),0-500V,AE | 60
CF74629 | MS | RELAY DOOR-600H 800W | 11
CF74979 | MS | RELAY DOOR-600H 800W | 11
CF44629###1 | Link | BUSBAR-N | #N/A
TF75074 | MS | ACB DOOR | 11
SA73496 | MS | Base plate compt 300 mm TF3/TF900 | 11
SA73475 | Link | CABLE LINK CLAMP TF3 | #N/A
SPE0293501508 | Sel Sw | SALZER S-AC STD,16A,8P,6POS SWITCH | 60
CF90044#NEW | MS | BOTTOM CHANNEL ASSY | 11
TF75075 | MS | RELAY DOOR - 450H | 11
CF76305 | MS | RELAY DOOR - 800W 450H | 11
CF72159 | MS | TOP PLATE BETWEEN TF3 &amp; TF3 | 11
SPE0454400011 | RELAY | REM615,REM615_C (HBMCAEAGNDA1BNN11G) | 60
ACBSCRE050-750 | ACB | ACB 0800 A , ELECTRICAL-(Motor oprtd-S. | 51
ACBSCRE050-901 | ACB | ACB 2500 A , ELECTRICAL-(Motor oprtd-S. | 51
SPE0430000175 | CT VT | 200A/1A,15VA,5P10 CT | 60
SPE0117802905 | CT VT | 200A/1A,15VA,CL1,RESIN CAST (CLASS-E) | 60
SPE0430000176 | CT VT | 250A/1A,15VA,5P10 CT | 60
SH98989C04 | PKG | 19MM CRATE H=2595,W=2048,D=1227,V=0.396 | 20
TF75302VLK6 | LINK | VERTICAL LINK | #N/A
SPE0430000174 | CT VT | 800A/1A,15VA,5P10 CT | 60
SPE0117802906 | CT VT | 250A/1A,15VA,CL1,RESIN CAST (CLASS-E) | 60
TF75302CBL6 | Link | VERTICAL LINK | #N/A
SZS4155B1DF#GP | Link | D/L | #N/A
SZS4155B2DF#GP | Link | D/L | #N/A
SZS4155B3DF#GP | Link | D/L | #N/A
SZS4155Y1DF#GP | Link | D/L | #N/A
SZS4155Y2DF#GP | Link | D/L | #N/A
SZS4155Y3DF#GP | Link | D/L | #N/A
SZS4155R2DF#GP | Link | D/L | #N/A
SPE0430000177 | CT VT | 2000A/1A,15VA,5P10 CT | 60
SZS4163#DFA#GP | Link | DROPPER RYB | #N/A
TF75339 | Link | BUSBAR | #N/A
TF75336 | Link | BUSBAR | #N/A
TF75337 | Link | BUSBAR | #N/A
SA42921 | Link | 6" BUS BAR 1Panel | #N/A
SH98989C15 | PKG | 19MM CRATE H=2595,W=1848,D=1227,V=0.377 | 20
TF75341N1DF#GP | Link | D/L 'N' | #N/A
TF75341N2DF#GP | Link | D/L 'N' | #N/A
SH21556TF98 | MS | PLATE LHS SIDE | 11
SPE0117802907 | CT VT | 2000A/1A,15VA,CL1,RESIN CAST (CLASS-E) | 60
SH21555TF98 | MS | PLATE RHS SIDE | 11
ST33329SS | MS | BASE ASSY. - TF900 | 11
SPE0005800056 | Meter | AMMETER RISHAB,0-400A,CLASS 1 | 60
SPE0430000178 | CT VT | 2000A/1A,15VA,5P10 CT | 60
CF43257#R3C | Link | DROPPER LINK R &amp; Y | #N/A
CF43257#R1C | Link | DROPPER LINK R &amp; Y | #N/A
CF43257#R2C | Link | DROPPER LINK R &amp; Y | #N/A
SPE0117802892 | CT VT | 250A/1A,15VA,CL1,RESIN CAST (CLASS-E) | 60
CF43257#Y1C | Link | DROPPER LINK R &amp; Y | #N/A
CF43257#Y2C | Link | DROPPER LINK R &amp; Y | #N/A
CF43257#Y3C | Link | DROPPER LINK R &amp; Y | #N/A
SH00022E22R | CT VT | 125A/1A 15VA CL1 BPL RC CT | 60
CF43258#B3C | Link | DROPPER LINK B | #N/A
CF43258#B2C | Link | DROPPER LINK B | #N/A
CF43258#B1C | Link | DROPPER LINK B | #N/A
TF75305PSUP | MS | CABLE LINK SUPPORT | 11
XT00147X150 | PR | ALU. STUD - 169.8 mm | 61
TF75343 | LINK | VERT. LINK 'N' FOR FRONT CABLE LINK | #N/A
TF75345 | MS | ACB DOOR - 600H -800W | 11
TF75340###2 | LINK | C/L FRONT RYB | #N/A
CF76262 | MS | REAR CLOSED DOOR- 800W MOULD LOUV | 11
SZS4258####CGP | LINK | ISOLATION PIECE 'N' | #N/A
CF44382###3 | LINK | BUSBAR-RYB | #N/A
SPE0005800777 | Meter | AMMETER RISHAB,0-2000A,CLASS 1 | 60
SZS4160#R3C | LINK | RISER LINK-R | #N/A
SZS4160#R2C | LINK | RISER LINK-R | #N/A
SZS4160#R1C | LINK | RISER LINK-R | #N/A
SPE0005800767 | Meter | AMMETER RISHAB,0-125A,CLASS 1 | 60
SPE0005800055 | Meter | AMMETER RISHAB,0-250A,CLASS 1 | 60
TF75340###1 | LINK | FRONT C/L RYB | #N/A
CF90075##3R | LINK | HORZ SHROUD-REAR | #N/A
CF90075##3F | LINK | HORZ SHROUD-FRONT | #N/A
TF75338 | LINK | BUSBAR | #N/A
SZS4160#Y3C | LINK | RISER LINK-Y | #N/A
TF75335 | MS | RELAY DOOR - 600H 800W | 11
SZS4160#Y2C | LINK | RISER LINK-Y | #N/A
SZS4160#Y1C | LINK | RISER-Y | #N/A
TQ31484D | MS | TQ3 DOOR-600 | 11
CF44382###7 | LINK | BUSBAR-N | #N/A
TQ31657D | MS | DOOR-500 (FN200/FN250 D/O) | 11
SA44860 | LINK | O/G LINK - Y | #N/A
SA44857 | LINK | O/G RISERS - B | #N/A
SA44855 | LINK | O/G RISER - R | #N/A
SA44859 | LINK | o/g link-r | #N/A
SA44856 | LINK | O/G RISERS - Y | #N/A
SZP4890 | LINK | CABLE LINK N NO AOC | #N/A
SPE0293501500 | Sel Sw | SALZER D-DC STD,25A,6P,4POS SWITCH | 60
SA44861 | LINK | LINK O/G | #N/A
SPE0293501501 | Sel Sw | SALZER S-AC STD,25A,6P,4POS SWITCH | 60
TF75344 | MS | ACB DOOR -600H | 11
TF75334 | MS | RELAY DOOR 600H | 11
TQ31180 | MS | DOOR 500 FN250/400 | 11
TF75347 | MS | ACB DOOR - 750H | 11
TF75342###1 | LINK | FRONT CABLE LINK 'N' | #N/A
TF75342###2 | LINK | C/L 'N' FRONT | #N/A
SH21132FULL | MS | INTER COMPARTMENT BARRIER DROPPER PNL | 11
SH49128R### | LINK | O/G LINK - R | #N/A
SA44851 | LINK | LINK I/C R | #N/A
SA44852 | LINK | I/C LINKS | #N/A
SA44853 | LINK | LINK I/C B | #N/A
TF50677 | MS | O/G LINK SUPPORT - 2500A 4P | 11
TQ24175 | MS | DOOR 200 FIXED | 11
SA45220 | LINK | LINK 0/G N | #N/A
TF75348 | MS | DOOR - 450H-800W | 11
SH49128B### | LINK | O/G LINK B | #N/A
SH49127B### | LINK | RISER - B | #N/A
SA44854 | LINK | i/c link -n | #N/A
TF75305CLSS2 | MS | CABLE LINK SUPPORT | 11
TF46211D | MS | DOOR ACB | 11
SH49127Y### | LINK | RISER - Y | #N/A
TF75351 | MS | RELAY DOOR -320W-600H | 11
SH49128Y### | LINK | O/G LINK Y | #N/A
SH49127N### | LINK | RISER - N | #N/A
TF75333 | MS | RELAY DOOR-450 (800W)- | 11
SH49127R### | LINK | RISER - R | #N/A
SA45219 | LINK | RISER LINK - N | #N/A
SA75601R3E8 | MS | DIRECT LINK SUPPORT | 11
TF75305VLSU | MS | VERTICAL LINK SUPPORT | 11
TF50678 | MS | O/G LINK CLAMP - 2500A 4P | 11
TF75349 | MS | RELAY DOOR 320W -600H | 11
TF75350 | MS | RELAY DOOR - 320W -600H | 11
TF66032 | MS | BASEPLATE | 11
SH49128N### | LINK | O/G LINK N | #N/A
TF75305CLM2 | MS | CABE LINK SUPPORT | 11
TF75305CLSB2 | LINK | O/G LINK | #N/A
ST23388#RJ3 | MS | BOTTOM PARTITION-ETHERNET | 11
SZQ7684 | MS | SUPP -B/C LINKS | 11
CF73924###R | MS | HBB COVERING SHIELD-REAR 320W | 11
CF73924###F | MS | HBB COVERING SHIELD-FRONT 320W | 11
SA73980#NEW | MS | ADD ON PLATE - 75MM | 11
TF75346 | MS | BKT - 'N' SUPPORT | 11
TF75305BKT3 | MS | BRACKET | 11
TF75305BKT2 | MS | CABLE LINK SUPPORT | 11
TF75305BKT1 | MS | BRACKET | 11
TF66031 | MS | SUPPORT | 11
SPE0005800776 | Meter | AMMETER RISHAB,0-10-80A,CLASS 1 | 60
SPE0005801185 | Meter | AMMETER RISHAB,0-75-600A,CLASS 1,NOT APP | 60
TQ65844OG#R | LINK | O/G LINK | #N/A
TQ31029 | ms | DOOR 600 FN200 | 11
TQ65844OG#Y | LINK | O/G LINK | #N/A
CM97893OOH2OG | DN | MCCB dsine DN0-100D 63A 3P TM 40 deg | 52
TQ60749#B12 | LINK | O/G LINK -B FOR FN1000H | #N/A
SPE0005800779 | Meter | AMMETER RISHAB,0-15-120A,CLASS 1 | 60
SPE0005801179 | Meter | AMMETER RISHAB,0-100-800A,CLASS 1,NOT AP | 60
SPE0005800778 | Meter | AMMETER RISHAB,0-5-40A,CLASS 1 | 60
SPE0005801033 | Meter | AMMETER RISHAB,0-20-160A,CLASS 1 | 60
TQ65841###R | LINK | RISER LINK | #N/A
SPE0117802904 | CT VT | 800A/1A,15VA,CL1,RESIN CAST (CLASS-E) | 60
TQ65842 | LINK | RISER LINK | #N/A
SPE0005800771 | Meter | AMMETER RISHAB,0-3-24A,CLASS 1 | 60
TQ65841###B | LINK | RISER LINK | #N/A
SZR7845 | MS | I/P BARRIER TOP | 11
TQ66625 | MS | DOOR 800H FIX - FN1000 | 11
TQ60750 | LINK | O/G LNIK-N | #N/A
SA73723 | MS | B PLATE MN 45 300MM TQ | 11
TQ30043 | MS | CONTROL PLATE | 11
TQ66624 | MS | DOOR - 1000 FIX TQ3 | 11
TQ57146##N3 | LINK | B/C LINK N3 FN1000H | #N/A
TQ60751 | MS | SIDE PARTITION | 11
SA50147 | PR | O/G LINK SUPPORT FB TQ V | #N/A
SPE0293500564 | Sel Sw | SALZER S-AC STD,16A,2P,4POS SWITCH | 60
SPE0293501496 | Sel Sw | SALZER S-AC STD,25A,6P,4POS SWITCH | 60
CQ42178###Y | LINK | DROPPER CONN LINK - Y2 | #N/A
CQ42178###R | LINK | DROPPER CONN LINK - R2 | #N/A
CQ42178###B | LINK | DROPPER CONN LINK - B2 | #N/A
TQ60747 | LINK | RISER LINK-N | #N/A
CQ42177##Y3 | LINK | DROPPER CONN LINK - Y1 | #N/A
CQ42178###N | LINK | DROPPER CONN LINK - N2 | #N/A
TQ57146##Y3A## | LINK | B/C LINK Y3 FN1000H TQ3 | #N/A
CQ42177##B3 | LINK | DROPPER CONN LINK - B1 | #N/A
CQ42177##R3 | LINK | DROPPER CONN LINK - R1 | #N/A
TQ57146##B3A## | LINK | B/C LINK B3 FN1000H TQ3 | #N/A
TQ57146##R3A## | LINK | B/C LINK R3 FN1000H TQ3 | #N/A
TQ66645 | MS | DOOR-200 FN63 | 11
TQ57146##N3A## | LINK | B/C LINK N3 FN1000H TQ3 | #N/A
CQ42177##N3 | LINK | DROPPER CONN LINK - N1 | #N/A
SA50145 | PR | O/G LINK SUPPORT FB TQ V | #N/A
SPE0160600005 | TERMINAL | ELMEX MARKR KN5.5,11-20 | 61
SPE0160300003 | TERMINAL | ELMEX MARKR KN5.5,1-10 | 61
SA42038 | PR | E/BAR FISH PLATE - 6X50 MS - TD3 | 61
CQ70235 | MS | CONTROL PLATE | 11
TQ66644 | MS | CONTROL PLATE | 11
TQ50735 | MS | CONTROL PLATE (5:I/L+2:ASS | 11
CQ74371 | MS | SIDE PLATE | 11
SPE0132200504 | WIRE | 2.5SQMM,GREY,FRLS,650/1100V PVC WIRE | 72
CA41550PHA1GP | LINK | 4000 A Al BC RISER MINIBUS CONN LINK | #N/A
CA41550PHA2GP | LINK | 4000 A Al BC RISER MINIBUS CONN LINK | #N/A
CA41550PHA3GP | LINK | 4000 A Al BC RISER MINIBUS CONN LINK | #N/A
CA41550PHB1GP | LINK | 4000 A Al BC RISER MINIBUS CONN LINK | #N/A
CA41550PHB2GP | LINK | 4000 A Al BC RISER MINIBUS CONN LINK | #N/A
CA41550PHB3GP | LINK | 4000 A Al BC RISER MINIBUS CONN LINK | #N/A
CA41550PHC1GP | LINK | 4000 A Al BC RISER MINIBUS CONN LINK | #N/A
CA41550PHC2GP | LINK | 4000 A Al BC RISER MINIBUS CONN LINK | #N/A
CA41550PHC3GP | LINK | 4000 A Al BC RISER MINIBUS CONN LINK | #N/A
CA41550PHE1GP | LINK | 4000 A Al BC RISER MINIBUS CONN LINK | #N/A
CA41550PHE2GP | LINK | 4000 A Al BC RISER MINIBUS CONN LINK | #N/A
CA41550PHE3GP | LINK | 4000 A Al BC RISER MINIBUS CONN LINK | #N/A
CA41550PHF1GP | LINK | 4000 A Al BC RISER MINIBUS CONN LINK | #N/A
CA41550PHF2GP | LINK | 4000 A Al BC RISER MINIBUS CONN LINK | #N/A
CA41550PHF3GP | LINK | 4000 A Al BC RISER MINIBUS CONN LINK | #N/A
CA41550PHG1GP | LINK | 4000 A Al BC RISER MINIBUS CONN LINK | #N/A
CA41550PHG2GP | LINK | 4000 A Al BC RISER MINIBUS CONN LINK | #N/A
CA41550PHG3GP | LINK | 4000 A Al BC RISER MINIBUS CONN LINK | #N/A
CA41550PHH1GP | LINK | 4000 A Al BC RISER MINIBUS CONN LINK | #N/A
CA41550PHH2GP | LINK | 4000 A Al BC RISER MINIBUS CONN LINK | #N/A
CA41550PHH3GP | LINK | 4000 A Al BC RISER MINIBUS CONN LINK | #N/A
CA41550PHH4GP | LINK | 4000 A Al BC RISER MINIBUS CONN LINK | #N/A
CA41550PHH5GP | LINK | 4000 A Al BC RISER MINIBUS CONN LINK | #N/A
CA41550PHH6GP | LINK | 4000 A Al BC RISER MINIBUS CONN LINK | #N/A
CA41563ZHJ1GP | LINK | FR3-4000A-CRADLE TOP ADAPTOR2-AL | #N/A
CA41563ZHJ2GP | LINK | FR3-4000A-CRADLE TOP ADAPTOR2-AL | #N/A
CA41563ZHJ3GP | LINK | FR3-4000A-CRADLE TOP ADAPTOR2-AL | #N/A
CA41563ZHJ4GP | LINK | FR3-4000A-CRADLE TOP ADAPTOR2-AL | #N/A
CA41563ZHJ5GP | LINK | FR3-4000A-CRADLE TOP ADAPTOR2-AL | #N/A
CA41564XXXXGP | LINK | ACB TOP ADPTR 2 4000A AL_OM | #N/A
CA41567XXXXGP | LINK | 4000 A Al BC RISER LINK-VERTICAL | #N/A
CA41687UY16 | LINK | PCC HZ. EARTH BAR-CU-600, 600, 600 | #N/A
CA41687UY85 | LINK | PCC HZ. EARTH BAR-CU-440, 1000 | #N/A
CA41687UY98 | LINK | HEB - 1000+440+300 | #N/A
CA41754NHH1GP | LINK | 4000 A Al BC RISER L LINK- RYB | #N/A
CA41754NHJ1GF | LINK | 4000 A Al BC RISER L LINK- RYB | #N/A
CA41754NHJ2GF | LINK | 4000 A Al BC RISER L LINK- RYB | #N/A
CA41754NHJ3GF | LINK | 4000 A Al BC RISER L LINK- RYB | #N/A
CA41774SHA1GP | LINK | DROPPER REAR 1 | #N/A
CA41774SHA2GP | LINK | DROPPER REAR 2 | #N/A
CA41774SHA3GP | LINK | DROPPER REAR 3 | #N/A
CA41774SHC1GP | LINK | DROPPER FRONT 1 | #N/A
CA41774SHC2GP | LINK | DROPPER FRONT 2 | #N/A
CA41774SHC3GP | LINK | DROPPER FRONT 3 | #N/A
CA41995KLA2GP | LINK | DIRECT LINKS Al FR1 OMEGA-410 | #N/A
CA41995KLA2GP1 | LINK | DIRECT LINKS Al FR1 OMEGA-410 HBB | #N/A
CA41995KLB2GP | LINK | DIRECT LINKS Al FR1 OMEGA-410 | #N/A
CA41995KLB2GP1 | LINK | DIRECT LINKS Al FR1 OMEGA-410 HBB | #N/A
CA41995KLC2GP | LINK | DIRECT LINKS Al FR1 OMEGA-410 | #N/A
CA41995KLC2GP1 | LINK | DIRECT LINKS Al FR1 OMEGA-410 HBB | #N/A
CA42532BLH1 | LINK | N OG LINK 1 AL-FR1 4P -OMEGA | #N/A
CA42532BLJ1 | LINK | RYB OG LINK 1 AL-FR1 4P -OMEGA | #N/A
CA42532BLJ2 | LINK | RYB OG LINK 1 AL-FR1 4P -OMEGA | #N/A
CA42532BLJ4 | LINK | RYB OG LINK 1 AL-FR1 4P -OMEGA | #N/A
CA42533KLE1GP | LINK | DIRECT LINK DDIL AL OMEGA FR1 | #N/A
CA42533KLE1GP1 | LINK | DIRECT LINK DDIL AL OMEGA FR1 | #N/A
CA42533KLF1GP | LINK | DIRECT LINK DDIL AL OMEGA FR1 | #N/A
CA42533KLF1GP1 | LINK | DIRECT LINK DDIL AL OMEGA FR1 | #N/A
CA42533KLG1GP | LINK | DIRECT LINK DDIL AL OMEGA FR1 | #N/A
CA42533KLG1GP1 | LINK | DIRECT LINK DDIL AL OMEGA FR1 | #N/A
CA42533KLH2GP | LINK | DIRECT LINK DDIL AL OMEGA FR1 | #N/A
CA42533KLH2GP1 | LINK | DIRECT LINK DDIL AL OMEGA FR1 | #N/A
CA42534XXXX | LINK | AL SPACER_IC LINK | #N/A
CA42534XXXXGF | LINK | AL SPACER_IC LINK | #N/A
CA42539RHAXGP | LINK | 4000 A Al BC MINIBUS | #N/A
CA42539RHBXGP | LINK | 4000 A Al BC MINIBUS | #N/A
CA42539RHCXGP | LINK | 4000 A Al BC MINIBUS | #N/A
CA42539RHDXGP | LINK | 4000 A Al BC MINIBUS | #N/A
CA42563QN12GP | LINK | OUTGOING LINK-FR3 AL DUCT | #N/A
CA42584ZHK1GP | LINK | FR3-3500A-CRADLE TOP ADAPTOR-AL | #N/A
CA42584ZHK2GP | LINK | FR3-3500A-CRADLE TOP ADAPTOR-AL | #N/A
CA42584ZHK3GP | LINK | FR3-3500A-CRADLE TOP ADAPTOR-AL | #N/A
CA42584ZHK4GP | LINK | FR3-3500A-CRADLE TOP ADAPTOR-AL | #N/A
CA42584ZHK5GP | LINK | FR3-3500A-CRADLE TOP ADAPTOR-AL | #N/A
CA42584ZHK6GP | LINK | FR3-3500A-CRADLE TOP ADAPTOR-AL | #N/A
CA42585ZHJ1GP | LINK | FR3-4000A-Al-CRADLE BOTTOM ADAPTOR | #N/A
CA42585ZHJ2GP | LINK | FR3-4000A-Al-CRADLE BOTTOM ADAPTOR | #N/A
CA42585ZHJ3GP | LINK | FR3-4000A-Al-CRADLE BOTTOM ADAPTOR | #N/A
CA42585ZHJ4GP | LINK | FR3-4000A-Al-CRADLE BOTTOM ADAPTOR | #N/A
CA42585ZHJ5GP | LINK | FR3-4000A-Al-CRADLE BOTTOM ADAPTOR | #N/A
CA42585ZHJ6GP | LINK | FR3-4000A-Al-CRADLE BOTTOM ADAPTOR | #N/A
CA42610QNJ1GP | LINK | DUCT RISER 2700/4000A AL_OM | #N/A
CA42610QNJ2GP | LINK | DUCT RISER 2700/4000A AL_OM | #N/A
CA42913NHD2GP | LINK | 4000 A Al BC RISER L LINK NEUTRAL | #N/A
CA42913NHD3GP | LINK | 4000 A Al BC RISER L LINK NEUTRAL | #N/A
CA42913NHD4GP | LINK | 4000 A Al BC RISER L LINK NEUTRAL | #N/A
CA42913NHD5GP | LINK | 4000 A Al BC RISER L LINK NEUTRAL | #N/A
CA42913NHD6GP | LINK | 4000 A Al BC RISER L LINK NEUTRAL | #N/A
CA43414UXX1 | LINK | EARTH BAR FISHPLATE - EXTENSION | #N/A
CA45291XXX1GP | LINK | VERTICAL LINK-4000A AL | #N/A
CA45291XXX2GP | LINK | VERTICAL LINK-4000A AL | #N/A
CA45293KNJ1GP | LINK | CONNECTOR ADAPTER - 4000A-AL | #N/A
CA45293KNJ2GP | LINK | CONNECTOR ADAPTER - 4000A-AL | #N/A
CA45293KNJ3GP | LINK | CONNECTOR ADAPTER - 4000A-AL | #N/A
CA45301KND1GP | LINK | FR3 DIRECT LINK AL-4000A-REAR | #N/A
CA45301KND2GP | LINK | FR3 DIRECT LINK AL-4000A-REAR | #N/A
CA45301KND3GP | LINK | FR3 DIRECT LINK AL-4000A-REAR | #N/A
CA45301KND4GP | LINK | FR3 DIRECT LINK AL-4000A-REAR | #N/A
CA45301KNE1GP | LINK | FR3 DIRECT LINK AL-4000A-REAR | #N/A
CA45301KNE2GP | LINK | FR3 DIRECT LINK AL-4000A-REAR | #N/A
CA45301KNE3GP | LINK | FR3 DIRECT LINK AL-4000A-REAR | #N/A
CA45301KNE4GP | LINK | FR3 DIRECT LINK AL-4000A-REAR | #N/A
CA45301KNF1GP | LINK | FR3 DIRECT LINK AL-4000A-REAR | #N/A
CA45301KNF2GP | LINK | FR3 DIRECT LINK AL-4000A-REAR | #N/A
CA45301KNF3GP | LINK | FR3 DIRECT LINK AL-4000A-REAR | #N/A
CA45301KNF4GP | LINK | FR3 DIRECT LINK AL-4000A-REAR | #N/A
CA45301KNG1GP | LINK | FR3 DIRECT LINK AL-4000A-REAR | #N/A
CA45301KNG2GP | LINK | FR3 DIRECT LINK AL-4000A-REAR | #N/A
CA45301KNG3GP | LINK | FR3 DIRECT LINK AL-4000A-REAR | #N/A
CA45301KNG4GP | LINK | FR3 DIRECT LINK AL-4000A-REAR | #N/A
CA45301KNH1GP | LINK | FR3 DIRECT LINK AL-4000A-REAR | #N/A
CA45301KNH2GP | LINK | FR3 DIRECT LINK AL-4000A-REAR | #N/A
CA45301KNH3GP | LINK | FR3 DIRECT LINK AL-4000A-REAR | #N/A
CA45301KNH4GP | LINK | FR3 DIRECT LINK AL-4000A-REAR | #N/A
CA45302KNA1GP | LINK | FR3-DLINK-L LINK 4000A-OM-AL | #N/A
CA45302KNA2GP | LINK | FR3-DLINK-L LINK 4000A-OM-AL | #N/A
CA45302KNA3GP | LINK | FR3-DLINK-L LINK 4000A-OM-AL | #N/A
CA45302KNB1GP | LINK | FR3-DLINK-L LINK 4000A-OM-AL | #N/A
CA45302KNB2GP | LINK | FR3-DLINK-L LINK 4000A-OM-AL | #N/A
CA45302KNB3GP | LINK | FR3-DLINK-L LINK 4000A-OM-AL | #N/A
CA45302KNC1GP | LINK | FR3-DLINK-L LINK 4000A-OM-AL | #N/A
CA45302KNC2GP | LINK | FR3-DLINK-L LINK 4000A-OM-AL | #N/A
CA45302KNC3GP | LINK | FR3-DLINK-L LINK 4000A-OM-AL | #N/A
CA45302KND1GP | LINK | FR3-DLINK-L LINK 4000A-OM-AL | #N/A
CA45302KND2GP | LINK | FR3-DLINK-L LINK 4000A-OM-AL | #N/A
CA45302KND3GP | LINK | FR3-DLINK-L LINK 4000A-OM-AL | #N/A
CA45303KN41GP | LINK | STRAIGHT CCONNECTOR AL | #N/A
CA45304XXXXGF | LINK | CONNECTOR SPACER AL 4000A | #N/A
CA56064FZFX | PR | TERMINAL HOUSING | #N/A
CA56090FZFX | PR | INDICATOR INDEXING FULL WIDTH MECHANISM | #N/A
CA61617UH4P | PR | PUL SUPPORT_FR3-AL TOP ADAPTOR | 40
CA61712UN4P | PR | PULTRUDED SUPPORT-4000A AL | 40
CA64053XXX4 | PR | TUBE - 235.8 mm | #N/A
CA70315RX41 | PR | AL-TDE-HBB DUCT SHROUD -LHS | 40
CA70316RX41 | PR | AL-TDE-HBB DUCT SHROUD -RHS | 40
CA71767XXXX | MS | PANEL JOINING BRACKET | 11
CA74003A7XX | MS | CROSSWISE CHANNEL - 700W- 643 MM | 11
CA76218PSXXT3 | MS | TOP PLATE_REAR_RCE | 11
CA76354XXXX | MS | TRAY FIXING BRACKET | 11
CA76397XXXX | MS | BASE PLATE MOUNTING BKT_PT_FIXED | 11
CA77371XXX1 | MS | BRACKET FRACTIONAL TRAY WITHOUT ENDCOVER | 11
CA77371XXX2 | MS | BRACKET FRACTIONAL TRAY WITH ENDCOVER | 11
CA77385XXXX | MS | MOUNTING PLATE-TRAFCO | 11
CA77625XXX2 | MS | INTER MODULE PARTITION - 80 PITCH | 11
CA77921XXXX | MS | RCE-DOOR-MOUNTING-R | 11
CA77974XXXX | MS | GLAND PLATE REAR1-RCE-BCE | 11
CA77975XXXX | MS | GLAND PLATE REAR2-RCE-BCE | 11
CA78141XXXX | MS | COMMON BASE PLATE | 11
CA78142XXXX | MS | FNX BASE PLATE | 11
CA78213XXX2 | MS | BOTTOM PLATE-AOC-MCC | 11
CA78274XXXX | MS | SHIELD & SIC MOUNTING BKT FOR RCE | 11
CA78577XXX1 | MS | GLAND PLATE-135A FEEDER | 11
CA78577XXX6 | MS | GLAND PLATE-135A FEEDER | 11
CA78578XXX1 | MS | VACANT FEEDER REAR SHROUD-RCE | 11
CA78578XXX2 | MS | VACANT FEEDER REAR SHROUD-RCE | 11
CA78578XXX3 | MS | VACANT FEEDER REAR SHROUD-RCE | 11
CA78578XXX4 | MS | VACANT FEEDER REAR SHROUD-RCE | 11
CA78578XXX7 | MS | VACANT FEEDER REAR SHROUD-RCE | 11
CA78591XXX1 | MS | GLAND PLATE-TYPE-1 FEEDER | 11
CA78614XXXX | MS | SIDE PLATE FOR 4MM SUPPORT CHANNEL | 11
CA78722XXXX | MS | FORM 3B FIXING BRACKET-RHS SHUTTER | 11
CA97192XXX5 | MS | BASIC DOOR ASSY TX FIX FDR 560F | 11
CA97647XXXX | MS | BASE ASSY - AOC MCC-300D | 11
CA97648XXXX | MS | TOP-FRAME-AOC-700W-300D | 11
CA97656XXX3 | MS | LHS DRP SHIELD ASM-80P-AL10X50-2400/310 | 11
CA97657XXX3 | MS | RHS DRP SHIELD ASM-80P-AL10X50-2400/310 | 11
TH32216XXXX | MS | 160 F- DN2 - 250 BASE PLATE | 11
TH32217XXXX | MS | MCCB AUX MOUNTING PLATE | 11
TH32300XXX1 | MS | INTERLOCK BRACKET 160 FULL MODULE | 11
TH32301XXXX | MS | SUPPORTING BRACKET | 11
TH32302XXXX | MS | FRONT SHROUD &amp; SUPPORT | 11
TH32303XXXX | MS | FRONT RHS SHROUD &amp; SUPPORT | 11
TH32304XXXX | MS | RCE-TCE-DIRECT IC SUPPORT | 11
TH32305XXXX | MS | GUTKA SUPPORT - TCE-RCE | 11
TH32306XXXX | MS | GLAND PLATE - RCE-TCE | 11
TH71381X310 | MS | TX RCE TOP HBB SHROUD - LEFT | 11
TH71382X310 | MS | TX RCE TOP HBB SHROUD - RIGHT | 11
TH71383XXXX | MS | TX RCE TOP HBB SHROUD - RIGHT | 11
TH71491XXXX | MS | TOP MS BARRIER FIXING CHANNEL | 11
TH72357XXX4 | MS | BB PARTITION PANEL TO PANEL | 11
TH72689XXXX | MS | TRAFO CHANNEL | 11
TH73279XXXX | MS | 400H AUX DOOR | 11
TH73323XXX2 | MS | 160 H - HINGED DOOR - TX | 11
TH73324XXXX | MS | 160 FWM SIDE PLATE - NEW | 11
TH73325XXXX | MS | 160 FWM CONTROL PLATE HINGE | 11
TH75001X360 | MS | METALIC CONTROL PLATE | 11
TH75001X522 | MS | DUMMY COMTROL PLATE | 11
TH77099XX7X | MS | WIDTHWISE CABLE SUPPORT BRACKET - 700 | 11
TH90496XXX2 | MS | DC RECTIFIER TRAY | 11
CA44006XXX3GF | Link | AL FISHPLATE SDNIL GRIP | #N/A
CA46299XXX1 | Link | EARTHBAR FISHPLATE -SF | #N/A
CA46877XXX3 | Link | 10x50 AL DROPPER-80PITCH-2400/310 | #N/A
CA47367XXX1GF | Link | HEB2VEB LINK-900x1000-2400/310-80DRP | #N/A
CA47375XXX1GF | Link | 135A RCE TERM ADAPTOR DIA 6.7 | #N/A
CA47631XXX1GP | Link | INCOMING LINK - 630A - | #N/A
CA47631XXX2GP | Link | INCOMING LINK - 630A - | #N/A
CA47631XXX3GP | Link | INCOMING LINK - 630A - | #N/A
CA47631XXX4GP | Link | INCOMING LINK - 630A - | #N/A
CA47631XXX5GP | Link | INCOMING LINK - 630A - | #N/A
CA47631XXX6GP | Link | INCOMING LINK - 630A - | #N/A
CA47632XXX1GP | Link | INCOMING LINK 2 | #N/A
CA47632XXX2GP | Link | INCOMING LINK 2 | #N/A
CA47632XXX3GP | Link | INCOMING LINK 2 | #N/A
CA47632XXX4GP | Link | IC LINK - 2 - 400 A / 630 A | #N/A
CA47632XXX5GP | Link | IC LINK - 2 - 400 A / 630 A | #N/A
CA47632XXX6GP | Link | IC LINK - 2 - 400 A / 630 A | #N/A
CA47633XXX1GP | Link | OUTGOING LINK 2 | #N/A
CA47633XXX2GP | Link | OUTGOING LINK 2 | #N/A
CA47633XXX4GP | Link | OG LINK - U SHAPE | #N/A
CA47633XXX5GP | Link | OG LINK - U SHAPE | #N/A
CA47634XXX1GP | Link | OUTGOING LINK | #N/A
CA47634XXX2GP | Link | OUTGOING LINK | #N/A
CA47634XXX3GP | Link | OUTGOING LINK | #N/A
CA47634XXX4GP | Link | OUTGOING LINK | #N/A
CA47634XXX5GP | Link | OUTGOING LINK | #N/A
CA47634XXX6GP | Link | OUTGOING LINK | #N/A
CA47635XXX1GP | Link | OUTGOING B PHASE LINK | #N/A
CA47635XXX2GP | Link | MCCB INCOMING LINK | #N/A
CA47636XXXXGP | Link | OG LINK - DN3 | #N/A
CA47640XXX1 | Link | L LINK 10X50DRP SDNIL-AL | #N/A
CA47640XXX2 | Link | L LINK 10X50DRP SDNIL-AL | #N/A
CA47640XXX3 | Link | L LINK 10X50DRP SDNIL-AL | #N/A
CA47641XXX1GF | Link | VERTICAL LINK - AL - SDNIL- GRIP | #N/A
CA47641XXX2GF | Link | VERTICAL LINK - AL - SDNIL- GRIP | #N/A
CA47642XXX1GF | Link | VERTICAL LINK AL R PH-SDNIL GRIP | #N/A
CA47642XXX2GF | Link | VERTICAL LINK AL R PH-SDNIL GRIP | #N/A
CA47645XXX1GF | Link | NEUTRAL LINK-AL50DRP-SDNIL GRIP | #N/A
CA47645XXX2GF | Link | NEUTRAL LINK-AL50DRP-SDNIL GRIP | #N/A
CA47722XXX1GP | Link | 630A TYPE-2 LINK-1 | #N/A
CA47722XXX2GP | Link | 630A TYPE-2 LINK-1 | #N/A
CA47723XXX1GP | Link | 630A TYPE-2 LINK-2 | #N/A
CA47723XXX2GP | Link | 630A TYPE-2 LINK-2 | #N/A
TH46083XXXXGF | Link | DN3 SIDE SPREADER | #N/A
TH46084XXX3GP | Link | OUTGOING LINK 2 | #N/A
TH46084XXX6GP | Link | OUTGOING LINK 2 | #N/A
TH46085XXXXGF | Link | DN3 SIDE SPREADER | #N/A
TH46763AP14 | Link | SDNIL-AL-10X100-GRIP-700 W | #N/A
TH46763AP24 | Link | SDNIL-AL-10X100-GRIP-700 W+700W | #N/A
TH46764XXX1 | Link | 10x50 AL DROPPER-80PITCH-2400/310 | #N/A
TH46765XXX1GP | Link | INCOMING N LINK | #N/A
TH46765XXX2GP | Link | INCOMING N LINK | #N/A
TH46781XXXB | Link | CONNECTING LINK - RCE-TCE | #N/A
TH46781XXXN | Link | CONNECTING LINK - RCE-TCE | #N/A
TH46781XXXR | Link | CONNECTING LINK - RCE-TCE | #N/A
TH46781XXXY | Link | CONNECTING LINK - RCE-TCE | #N/A
TH46782XXXB | Link | CABLE LINK - RCE-TCE | #N/A
TH46782XXXN | Link | CABLE LINK - RCE-TCE | #N/A
TH46782XXXR | Link | CABLE LINK - RCE-TCE | #N/A
TH46782XXXY | Link | CABLE LINK - RCE-TCE | #N/A
CA56077PYFX | PR | Tap-off Support | #N/A
CA72945XX10 | PR | JOINT SHROUD 10 | 40
CA77387XXXX | PR | MOUNTING PLATE PC COVER-TRAFCO | #N/A
CA78221XXXX | PR | Dummy Safety Shutter -Al | #N/A
CA78222XXX1 | PR | Dummy safety shutter-Al | #N/A
CA78271XXX5 | PR | SDNIL BUS FISHPLATE SHROUD-B PHASE | 40
CA78272XXX5 | PR | SDNIL BUS FISHPLATE SHROUD | 40
CA78370XXX2 | PR | DRP TOP HOR. BARRIER-AL50DRP-RCE | #N/A
TH50160XX46 | PR | MODULE BOOT | #N/A
TH50160XX49 | PR | MODULE BOOT | #N/A
CA66157XXXX | PR | T-ERA HALF HINGE PIN | #N/A
CA78772XXXX | PR | T-ERA HALF HINGE | #N/A
CA96028FZFX | IC OG Contact | CUSTOMER TERMINAL 400 A | 71
CM91612OOEOOG | DN | MCCB DN0-100C 32A 3P TM 40 deg | 52
CM91612OOHOOG | DN | MCCB DN0-100C 63A 3P TM 40 deg | 52
CM93007OOOOAG | DN | MCCB dsine DN3-630D 630A 4P MTX 2.0 | 52
SPE0228700188 | CT VT | CONTROL TRAFO, 3000 VA, 395-405-415-425- | 60
SYSQ001TX | Vendor | PART ASSEMBLED SWITCHBOARD | #N/A
SYSQ001TXMO1 | Vendor | GENERIC FEEDER | #N/A
ACBSCS1707-082 | ACB | ACB 1250 A , ELECTRICAL-(Motor oprtd-S. | 51
ACBSCS1707-101 | ACB | ACB 2500 A , ELECTRICAL-(Motor oprtd-S. | 51
ACBSCS1707-102 | ACB | ACB 2500 A , ELECTRICAL-(Motor oprtd-S. | 51
CAG14AF12A | Relay | CAG14 RELAY (W.D:-ADZ 077.4-1) | 60
CF74944#4P#T16 | MS | ACB SIDE FILLER PIECE | 11
SA45365#AL | Link | I/C LINK -R | #N/A
SA45366#AL | Link | I/C LINK Y | #N/A
SA45367#AL | Link | I/C LINK B | #N/A
SA73724 | MS | BASE PLATE 400 MM | 11
SA73824 | MS | SIC MEMBER RHS 1000MM TQ3(JIT) | 11
SA93720 | MS | DOOR ASSY. TQ3 500 MM | 11
SA93725 | MS | DOOR ASSY. TQ3 1000 | 11
SB90670OOOO | FN | FN630TPNWITH 1N0+1NC AUX CONT. | 53
SF94332OOOO | Fuse | Fuselink HN size II 200A DIN | 53
SF94434OOOO | Fuse | Fuselink HN size III 315A DIN | 53
SH00023C05R | CT VT | 75/1A 7.5VA CL5P10 WPL RC CT | 60
SH00023C10R | CT VT | 150-200/1A 7.5VA CL5P10 BPL RC CT | 60
SH00023C12R | CT VT | 250/1A 7.5VA CL5P10 BPL RC CT | 60
SH35015R1#A | Link | O/G RISER 1-FN+MNX265-400 WITH 5P10CT | #N/A
SH35016Y1#A | Link | O/G RISER 1 - Y FN+MNX265-400 IN TQ3 D/ | #N/A
SH35017B1#A | Link | O/G RISER 1- B FN+MNX265-400 TQ3 D/O | #N/A
SH35018R2#A | Link | O/G RISER 2-R FN+MNX265-400 5P10CT D/O | #N/A
SH35019Y2#A | Link | O/G RISER 2-Y FN+MNX265-400 D/O | #N/A
SH35020B2#A | Link | O/G RISER 2-B FN+MNX265-400 5P10CT D/0 | #N/A
SH49974###B | Link | LINK BET FN630+MN400 | #N/A
SH49974##RY | Link | LINK BET. FN630 AND MN400/MN550 - RY PH | #N/A
SH97753RPAD | ACB | CR 1600A C 4P ECR WITH PADLOCKING-RI | 51
SH97756 | ACB | D CRADLE 2500..C (E) 4 POLE | 51
SK91257OOOO | FN | Handle FN63 Type A | 53
SPE0005800739 | Meter | AMMETER AE,0-10-80A,CLASS 1.5 | 60
SPE0005800740 | Meter | AMMETER AE,0-15-120A,CLASS 1.5 | 60
SPE0005800741 | Meter | AMMETER AE,0-75-600A,CLASS 1.5 | 60
SPE0005800870 | Meter | AMMETER AE,0-150-1200A,CLASS 1.5 | 60
SPE0005800872 | Meter | AMMETER AE,0-5-40A,CLASS 1.5 | 60
SPE0005801323 | Meter | AMMETER AE,0-250-2000A,CLASS 1.5,NOT APP | 60
SPE0040600044 | Meter | AMMETER,0-2000A,1A,SIF96,MI(AC),AE | 60
SPE0040600589 | Meter | AMMETER,0-1250A,1A,SIF96,MI(AC),AE,TQ3 | 60
SPE0043321765 | CT VT | CONTROL TRAFO 415/240V, 2500VA | 60
SPE0044000007 | Timer | EAPL B1DH-Q,2 C/O DELAYED,110VAC-240VAC, | 60
SPE0107800956 | CT VT | 1500A/1A CLPS CTs | 60
SPE0107800957 | CT VT | 1500A/1A CLPS CTs | 60
SPE0108600114 | Sel Sw | SALZER 16 A, 4 POLE, 4 POSITION | 60
SPE0117800250 | CT VT | 63A/1A,7.5VA,CL1,RESIN CAST (CLASS-E) | 60
SPE0145000022 | TRANSDUCER | AE CR TR.,240V AC,4 - 20 mA | 60
SPE0149200062 | Meter | EM6436 METER,44-300V AC/DC,1.0 | 60
SPE0149200115 | Meter | EM6436 METER,44-277V AC/DC,1.0 | 60
SPE0158800178 | Resistor | CERAMIC,KIYOSH,1K,50W | 60
SPE0187400012 | Hooter | HOOTER, MINILEC, 90-270V AC/DC | 60
SPE0226000001 | Relay | P2118061012006 | 60
SPE0243300009 | Timer | SM501-SUPPLY MONITOR,3PH 3W,415V AC,BASE | 60
SPE0293500963 | Sel Sw | SALZER D-DC STD,25A,4P,4POS SWITCH | 60
SPE0293501480 | Sel Sw | SALZER S-AC STD,16A,4P,4POS SWITCH | 60
SS946672OOO | MN0 | MN0 22E CONTR.RELAY 220V DC 2NO+2NC | 53
ST23448 | MS | LINK SUP 1000A 4P CABLE | 11
SYME391TF | Vendor | PART ASSEMBLED SWITCHBOARD | #N/A
SYME391TQ | Vendor | PART ASSEMBLED SWITCHBOARD | #N/A
SYME391TQMO1 | Vendor | GENERIC FEEDER | #N/A
SZR7604 | MS | 300MM BASE PLATE | 11
SZT4583 | Link | LINKS R,Y,B TQ3 D/O | #N/A
TF24183 | MS | relay door - 600h 800w | 11
TF28597D | MS | TF3 ACB DOOR-750 (800W) | 11
TF29180 | MS | LINL SUPPORT | 11
TF29206D | MS | TF3 ACB DOOR-750 (800W) | 11
TF45372D | MS | ACB DOOR 750 H 800W | 11
TF50339 | MS | DROPPER LINK SUPPORT | 11
TF51143 | MS | CABLE LINK CLAMP | 11
TF51147 | MS | CABLE LINK CLAMP | 11
TF51748B1## | Link | CABLE LINK =B1 | #N/A
TF51748B2## | Link | CABLE LINK - B2 | #N/A
TF51748RYN1 | Link | CABLE LINK - R1,Y1,N1 | #N/A
TF51748RYN2 | Link | CABLE LINK - R2,Y2 | #N/A
TF56117N1## | Link | RISER N1 - 1250A 4P | #N/A
TF56117N2## | Link | RISER N2 - 1250A 4P | #N/A
TF56117N3## | Link | RISER-1250 4P | #N/A
TF56117R1## | Link | RISER R1 - 1250A 4P | #N/A
TF56117R2## | Link | RISER R2 - 1250A 4P | #N/A
TF56117R3## | Link | RISER -1250C 4P TF3 R3 | #N/A
TF56117R4## | Link | RISER - 1250 4P | #N/A
TF56117Y1## | Link | RISER Y1 - 1250A 4P | #N/A
TF56117Y2## | Link | RISER Y2 - 1250A 4P | #N/A
TF56117Y3## | Link | RISER -1250C 4P TF3 Y3 | #N/A
TF56117Y4## | Link | RISER - 1250 4P | #N/A
TF56118B1## | Link | DROPPER LINK 4P TF3 -B1 | #N/A
TF56118B2## | Link | DROPPER LINK 4P TF3 -B2 | #N/A
TF56118B3## | Link | DROPPER LINK 4P TF3 -B3 | #N/A
TF56118B4## | Link | LINK TO DROPPER - 1250C 4P | #N/A
TF56118N2## | Link | DROPPER LINK 4P TF3 -N2 | #N/A
TF56118N3## | Link | DROPPER LINK 4P TF3 | #N/A
TF56118R1## | Link | DROPPER LINK 4P TF3 -R1 | #N/A
TF56118R2## | Link | DROPPER LINK 4P TF3 -R2 | #N/A
TF56118R3## | Link | DROPPER LINK 4P TF3 -R3 | #N/A
TF56118R4## | Link | LINK TO DROPPER - 1250C 4P | #N/A
TF56118Y1## | Link | DROPPER LINK 4P TF3 -Y1 | #N/A
TF56118Y2## | Link | DROPPER LINK 4P TF3 -Y2 | #N/A
TF56118Y3## | Link | DROPPER LINK 4P TF3 -Y3 | #N/A
TF56118Y4## | Link | LINK TO DROPPER - 1250C 4P | #N/A
TF56119B1## | Link | DRP. LINK B1 - 1250A 4P | #N/A
TF56119B2## | Link | DRP. LINK B2 - 1250A 4P | #N/A
TF56119B3## | Link | RISER -1250C 4P TF3 B3 | #N/A
TF59717##N1 | Link | DIRECT LINK N1 2500C 4P AT SS | #N/A
TF59717##N2 | Link | DIRECT LINK N2 2500C 4P AT SS | #N/A
TF59717##N3 | Link | DIRECT LINK N3 2500C 4P AT SS | #N/A
TF59718 | Link | CONNECTING LINK FOR N 2500C 4P HORI. | #N/A
TF59719 | Link | CONNECTING LINK N 2500C 4P AT SS VER. | #N/A
TF73337###B | Link | HORIZONTAL LINK B | #N/A
TF73337###N | Link | HORIZONTAL LINK N | #N/A
TF73337###Y | Link | HORIZONTAL LINK Y | #N/A
TF73338 | Link | VERTICAL LINK N | #N/A
TF73340 | MS | BRACKET FOR SUPPORT | 11
TF73346##B1 | Link | DIRECT LINK B1 COUPLING | #N/A
TF73346##R1 | Link | DIRECT LINK R1 COUPLING | #N/A
TF73346##Y1 | Link | DIRECT LINK Y1 COUPLING | #N/A
TF73348##B2 | Link | DIRECT LINK B2 COUPLING | #N/A
TF73348##B3 | Link | DIRECT LINK B3 COUPLING | #N/A
TF73348##N1 | Link | DIRECT LINK N1 COUPLING | #N/A
TF73348##N2 | Link | DIRECT LINK N2 COUPLING | #N/A
TF73348##R2 | Link | DIRECT LINK R2 COUPLING | #N/A
TF73348##R3 | Link | DIRECT LINK R3 COUPLING | #N/A
TF73348##Y2 | Link | DIRECT LINK Y2 COUPLING | #N/A
TF73348##Y3 | Link | DIRECT LINK Y3 COUPLING | #N/A
TF75322 | MS | DOOR | 11
TF75323 | MS | RELAY DOOR -450H | 11
TF75324 | MS | RELAY DOOR 300H-800W | 11
TF75325 | MS | RELAY DOOR 600H-800W | 11
TF75326 | MS | RELAY DOOR -600H- | 11
TF75327 | MS | RELAY DOOR 600H -320W | 11
TF75328 | MS | DOOR 320W-600H | 11
TF75329 | Link | BUSBAR 2500 C 4P+2500C 4P | #N/A
TF75330 | Link | BUSBAR 800W+320W | #N/A
TF75340#R1Y1B1N1 | Link | CABLE LINK RYBN | #N/A
TF75340#R2Y2B2N2 | Link | CABLE LINK RYBN | #N/A
TF75340#R3Y3B3 | Link | CABLE LINK- RYB | #N/A
TQ30041 | MS | CONTROL PLATE | 11
TQ30063 | MS | CONTROL PLATE | 11
TQ30161 | MS | CONTROL PLATE | 11
TQ41023 | MS | FIXED TRAY PT FDR TQ3 FIXED | 11
TQ43408 | MS | BRACKET MTB IN -TQ3 | 11
TQ45140#200#T16 | MS | SIDE PARTITION RHS MTB TOP 200 TQ3DF | 11
TQ50106D | MS | DOOR-600 (P.T.FEEDER + FN63 ) | 11
TQ51689 | MS | DOOR-400(FNX100) | 11
TQ56692 | MS | BRACKET O/G LINK SUPPORT | 11
TQ61833 | MS | DOOR-1000 | 11
TQ65427 | MS | DOOR - 600H W/O LOUVER | 11
TQ66124##06 | MS | DOOR 300 | 11
TQ66137##02 | MS | ADD ON BASE PLATE | 11
TQ66137##05 | MS | ADD ON BASE PLATE | 11
TQ66137##06 | MS | BASE PLATE | 11
TQ66137##14 | MS | BASE PLATE | 11
TQ66140###Y | Link | O/G RISER1-(Y) | #N/A
TQ66140##RB | Link | O/G RISER-1 (RB) | #N/A
TQ66141###B | Link | O/G RISER-2-B | #N/A
TQ66141###R | Link | O/G RISER 2 -R | #N/A
TQ66141###Y | Link | O/G RISER 2 -Y | #N/A
TQ66142###B | Link | O/G LINK-RYB | #N/A
TQ66142###R | Link | O/G LINK-RYB | #N/A
TQ66142###Y | Link | O/G LINK-RYB | #N/A
VAJH13YF1002BBA | Relay | AREVA VAJH13 RELAY WD NO:01VAJH13YF-002 | 60
VAJH23ZG1003BBA | Relay | AREVA VAJH23 RELAY WD NO:01VAJH23ZG-002 | 60
VAPM31AF22A | Relay | VAPM31 RELAY W.D.: MADZ603-9 | 60
CA71005C1XX | MS | BOTTOM PLATE (FRONT-1000 WIDE) | 11
CA71005C1XXT3 | MS | BOTTOM PLATE (FRONT-1000 WIDE) | 11
CA71209XX1X | MS | TERMINAL COMP. PARTITION - 1000 w | 11
CA71604XXX1 | MS | OG LINK SUPPORTING CLAMP CHNL | 11
CA71784RX1B | MS | END COVER - BOTTOM, LEFT | 11
CA71892XXXX | MS | BRACKET FOR PULTRUDED SUPPORT | 11
CA71943XXXX | MS | CLAMP CHANNEL FOR DROPPER | 11
CA71944XXXX | MS | SUPPORTING CHANNEL FOR DROPPER | 11
CA71945XXXX | MS | CLAMP CHANNEL FOR MINIBUS | 11
CA71949QX4P | MS | SPRT CHANNEL DUCT LINK 4000A_AL | 11
CA71954PX4P | MS | SPRT CHANNEL V LINK 4000A_AL_4P | 11
CA72011X456 | MS | VERTICAL BASEPLATE FOR 440W | 11
CA72151C1XR | MS | BOTTOM PLATE FRONT-RHS | 11
CA72151C1XRT3 | MS | BOTTOM PLATE FRONT-RHS | 11
CA72151C4XR | MS | BOTTOM PLATE FRONT-RHS | 11
CA72152C1XL | MS | BOTTOM PLATE FRONT-LHS | 11
CA72152C1XLT3 | MS | BOTTOM PLATE FRONT-LHS | 11
CA72152C4XL | MS | BOTTOM PLATE FRONT-LHS | 11
CA72155XXX1 | MS | MNTG CHANNEL FOR CONTRO TERMINAL1000W | 11
CA72157X1XX | MS | Middle Fix Bottom plate | 11
CA72157XX3X | MS | BOTTOM PLATE - 300W | 11
CA72163C110 | MS | Rear RHS Bottom Plate | 11
CA72177C310T3 | MS | REAR PLATE-PLAIN - 300 W 1000 D | 11
CA72177C312 | MS | Bottom Plate for rear side | 11
CA72177C412 | MS | Rear Bottom Plate | 11
CA72177C412T3 | MS | REAR PLATE-PLAIN - 440 W 1260 D | 11
CA72217BX56 | MS | MOUNTING PLATE VT MODULE | 11
CA72217BX76 | MS | MOUNTING PLATE VT MODULE | 11
CA72622XXXX | MS | MINIBUS SPRT CHANNEL2 4000A | 11
CA72623C3XX | MS | MOUNTING PLATE FOR SUPRT CHNL GNFC | 11
CA72655XXXX | MS | END COVER PLATE - PANEL JOINING | 11
CA72895D14X | MS | HBB ZONE REAR PARTITION - 1000W 410BBC | 11
CA73228QX45 | MS | Ic barrier ip 440W - TOP | 11
CA73267XXX3 | MS | ACB BREAKER PLATE 5 X 25 VEB | 11
CA73302B31XT3 | MS | TOP PLATE 300w 1000d REAR | 11
CA73302B36XT3 | MS | TOP PLATE 300w 1000d FRONT | 11
CA73319QX10 | MS | C-COMP-SLOTTED IC BARRIER-1000W | 11
CA73326X1XX | MS | A COMP VERTICAL PARTITION-SLOTTED | 11
CA73329C110 | MS | Rear LHS Bottom plate | 11
CA73698XXXX_KC | MS | MS PARTITION TOP 1-BC-FR1-DDNIL | 11
CA73974QX1X_KC | MS | MS RISER PRT BOT-BC-CU-FR1-1000D | 11
CA73974QY1X_KC | MS | MS RISER PRT BOT-BC-CU-FR1-1000D | 11
CA74003A233 | MS | C/W, D/W &amp; M/P CHNLS. - 233 MM | 11
CA74003A293 | MS | ROLL FORMING CHANNEL-300D - 293 MM | 11
CA74003A473 | MS | ROLL FORMING CHANNEL-480D - 473 MM | 11
CA74003A633 | MS | VERTICAL CHANNEL 4 - 633 MM | 11
CA74003A733 | MS | ROLL FORMING CHANNEL-740D - 733MM | 11
CA74003AX2R | MS | REAR DEPTHWISE CHANNEL- 1260 DEPTH-853MM | 11
CA74003AX2S | MS | DEPTHWISE SUPPORT CHANNEL -200MM-153 MM | 11
CA74003AXBX | MS | THROUGH D\W CHANNEL(2400 PANEL) - 1173MM | 11
CA74052Q1XX | MS | AUX BUS PARTITION (990) | 11
CA74060F1XX | MS | AUX BUS PARTITION BOTTOM (1000W) | 11
CA74268QX1X | MS | REAR DUCT TOP PARTITION | 11
CA74275QX10 | MS | MS RISER PARTITION BOT-BC-FR2/3 | 11
CA74275QX11 | MS | MS RISER PARTITION BOT-BC-FR2/3 | 11
CA74345QX1L | MS | FR3 CU 2500A BC MINIBUS REAR SHROUD | 11
CA74345QX1R | MS | FR3 CU 2500A BC MINIBUS REAR SHROUD | 11
CA74346AX10 | MS | FR3 CU 3000A BC MINIBUS CLAMP FIXING | 11
CA74380PX1X | MS | SHROUD-B/C-ABOVE MINIBUS | 11
CA74380XX6X | MS | SHROUD-B/C-ABOVE MINIBUS | 11
CA74385XXXX | MS | SHROUD SUPPORTING CHANNEL-IP | 11
CA74655F1XX | MS | AUXBUS VERT BP - 2HOUSING 310BBC 1000W | 11
CA74655F3XX | MS | AUXBUS VERT BP - 2HOUSING 310BBC 300W | 11
CA74655F4XX | MS | AUXBUS VERT BP - 2HOUSING 310BBC 440W | 11
CA75493QX12 | MS | 1000W-225H SHROUD | 11
CA75493QX1Y | MS | 1000W-425H SHROUD | 11
CA75493QX1Z | MS | REAR &amp; BOTTOM SHROUD - TOP DUCT | 11
CA75493QX61 | MS | REAR &amp; BOTTOM SHROUD - TOP DUCT | 11
CA75493QX6X | MS | REAR &amp;amp; BOTTOM SHROUD - TOP DUCT | 11
CA75493QX6Y | MS | REAR &amp;amp; BOTTOM SHROUD - TOP DUCT | 11
CA75493QX6Z | MS | REAR &amp; BOTTOM SHROUD - TOP DUCT | 11
CA75494QX11 | MS | TOP FIXING SHROUD | 11
CA75502AXX3 | MS | L - CHANNEL - SHROUD FIXING-860H | 11
CA75502AXX8 | MS | L - CHANNEL - SHROUD FIXING | 11
CA75589PX6X | MS | OG LINK REAR SHROUD FIXING CHNL-2T-T | 11
CA75764AXX2 | MS | LHS-BRACKET CONTROL CHAMBER | 11
CA75866PX4P | MS | SUPPORTING CHANNEL 4000A_AL 4P | 11
CA75867PX4P | MS | OG CLAMP CHANNEL 4000A AL 4P | 11
CA75901QX1Y | MS | TOP EXTRA SHROUD | 11
CA75901QX6X | MS | TOP EXTRA SHROUD-600W | 11
CA75901QX6Y | MS | TOP EXTRA SHROUD | 11
CA91001C11X | MS | BASEFRAME ASSY (1000X1000) | 11
CA91011G350 | MS | DOOR ASSY VACANT 300W X 500H | 11
CA91011G650 | MS | DOOR ASSY VACANT 600W X 500H | 11
CA91011T142 | MS | COVER TOP (1000W, 410BC) | 11
CA91011T442 | MS | COVER TOP (440W, 410BC) | 11
CA91012G154 | MS | PCC ACB DOOR ASSLY. | 11
CA91026XXXX | MS | TOP FRAME 300X1260 | 11
CA91027XXXX | MS | BOTTOM FRMAE 300X1260 | 11
CA91111XXXX | MS | TOP FRM ASSM (1000X1260) ALUMINIUM | 11
CA91112XXXX | MS | BOTTOM FRM ASSM (1000X1260) ALUMINIUM | 11
CA91114T332 | MS | COVER TOP/BTM WITH LOUVERS (300W, 310BC) | 11
CA91116G3XX | MS | RR DOR ASSY WTH LOVRS(300Wx2400H,410BC | 11
CA91116G4XX | MS | RR DOR ASSY WTH LOVRS(440Wx2400H,410BC) | 11
CA91116G6XX | MS | RR DOR ASSY WTH LOVRS(600Wx2400H,410BC) | 11
CA91176XXXX | MS | BASE FRAME ASSY. (440 X 1260) | 11
CA91184C112 | MS | REAR LOUVERED BOTTOM PLATE WITH PERFORAT | 11
CA91185C112 | MS | RHS BOTTOM PLATE WITH LOUVERS | 11
CA91201XXXX | MS | BOTTOM SPPRT CHANNEL ASSY FOR B/C | 11
CA91545XXXX | MS | L CHNL ASSY 1000W EXTRA SUPPORT BUSBAR | 11
CA91546XXXX | MS | U CHNL FRONT ASSY1000W EXTRA SUPPORT | 11
CA91548XXX1 | MS | channel assy rear 1000D | 11
CA91548XXX2 | MS | channel assy rear 1260D | 11
CA91551XXXX | MS | U CHANNEL_FR3_ASSY | 11
CA91552XXXX | MS | L CHANNEL ASSEBLY_1000w_FR3 | 11
CA91553XXXX | MS | buscoupler channel _ddil_FR | 11
CA91577XXXX | MS | Duct channel assy 1000W | 11
CA91582B1XF | MS | TOP HOOD ASSEMBLY WITH FLAP _1000W | 11
CA91582B3XF | MS | TOP HOOD ASSY. WITH FLAP_300W | 11
CA91582B4XF | MS | TOP HOOD ASSEMBLY WITH FLAP_440W | 11
CA91582B6XF | MS | TOP HOOD ASSEMBLY WITH FLAP_600W | 11
CA91670XX17 | MS | ASSEMBLY PCC 1260D TO MCC END COVER | 11
CA91670XX18 | MS | ASSEMBLY PCC 1260D TO MCC END COVER | 11
CA91671XXX3 | MS | ASSEMBLY PCC 1260D TO PMCC END COVER | 11
CA91671XXX4 | MS | ASSEMBLY PCC 1260D TO PMCC END COVER | 11
CA91672XXX7 | MS | 1260D PCC2PMCC ENDCOVER (BOTTOM LHS-RHS) | 11
CA91672XXX8 | MS | 1260D PCC2PMCC ENDCOVER (BOTTOM LHS-RHS) | 11
CA91854B61X | MS | TOP PLATE WITH MESH WELDING ASSY 1000D & | 11
CA91920B11R | MS | HOOD WITH FLAP ASSEMBLY-REAR 1000D | 11
CA91920B61R | MS | HOOD WITH FLAP ASSEMBLY-REAR 1000D | 11
CA91921B1BR | MS | HOOD ASSEMBLY WITH FLAP REAR 1260D | 11
CA91921B3BR | MS | HOOD ASSY. WITH FLAP REAR 1260D | 11
CA91921B4BR | MS | HOOD ASSEMBLY WITH FLAP REAR 1260D | 11
CA92042PX1X | MS | Fr3-Al-BC-MINIBUS-SPRT_MOUNT-ASSY | 11
CA93021H132 | MS | LOUVER DOOR-MOULDED LOUVER | 11
CA93021T342 | MS | HBB ZONE DOOR ASSY ML 300W 410BBC | 11
CA93021T442 | MS | LOUVER DOOR-MOULDED LOUVER | 11
CA93021T642 | MS | LOUVER DOOR-MOULDED LOUVER | 11
CA93021U132 | MS | LOUVER DOOR-MOULDED LOUVER | 11
CA93021U142 | MS | LOUVER DOOR-MOULDED LOUVER | 11
TH37326X33X | MS | TOP 300W - BC REAR SHROUD - 2200 310 | 11
TH37327X33X | MS | TOP 300W - BC REAR SHROUD - 2200 410 | 11
TH38801X176 | MS | C-COMPT BASE PLATE FOR 1000 W | 11
TH38853PX4P | MS | FR3-AL-V LINK PHASE BARRIER SUPPORT | 11
TH38853QX4P | MS | FR3-AL-V LINK PHASE BARRIER SUPPORT | 11
TH38854PX4P | MS | SPRT CLAMP FOR V LINK 4000A_AL_4P | 11
TH38856PX4P | MS | PHASE BARRIER FIXING BKT- CHANNEL | 11
TH38856QX4P | MS | PHASE BARRIER FIXING BKT- CHANNEL | 11
TH38857PX4P | MS | FR3-400A -CLAMP PHASE BARRIER | 11
TH38858XXXX | MS | MINIBUS SPRT CHANNEL2 4000A | 11
TH38860XXXX | MS | FR1-4P-PHASE BARRIER BKT-TOP | 11
TH76006X1AX | MS | TOP PLATE | 11
TH76007XXXX | MS | BRACKET ABB HOUSING | 11
TH76008X142 | MS | ABB HOUSING BASE PLATE | 11
TH76010X1AX | MS | PARTITION B. C. | 11
TH76064X350 | MS | A COMP BP DROPPER PNL | 11
TH76097X1XX | MS | TOP PLATE | 11
TH76461XXXX | MS | REAR IP BARRIER 2400X1000X410 | 11
TH76462XXXX | MS | INTERPANEL BARREIER 2400H 410BBC-KO | 11
TH76472XXXX | MS | SUPPORT CHANNEL | 11
TH76498XXXX | MS | REAR IP BARRIER WITH KNOCKOUTS - 2400 - | 11
TH76732LMIC | MS | DDNIL/SDNIL - EXTENSION PIECE - MIDDLE - | 11
TH76733RMIC | MS | FRONT LHS AUX BUS PARTITION-ENDCOVER | 11
TH76835XXX1 | MS | TOP PLATE | 11
TH76836XXX1 | MS | PARTITION B. C. | 11
TH76837XXXX | MS | PANEL COUPLING BRACKET | 11
TH76839XXXX | MS | EARTHBAR BRACKET | 11
TH76867XXXX | MS | AUXBUS BRACKET | 11
TH76868XXX1 | MS | L- AUXBUS PARTITION | 11
TH77000X456 | MS | VERTICAL BASEPLATE FOR C-COMP VT MODULE | 11
TH77001XXXS | MS | RHS I/C BARRIER-1000 W SLOTTED | 11
TH77002X1XS | MS | LHS I/C BARRIER-1000 W SLOTTED | 11
TH77204XXX1 | MS | BASE PLATE -MOG H1 | 11
TH77632XXK1 | MS | HORIZONTAL PLATE -PHASE BARRIERS | 11
TH77632XXK2 | MS | HORIZONTAL PLATE -PHASE BARRIERS | 11
TH77632XXX4 | MS | HORIZONTAL PLATE FOR PHASE BARRIERS | 11
TH77994RX1B | MS | BOTTOM END COVER 2400H 1000D WITHOUT HEB | 11
TH77995XXXX | MS | BUSBAR BOTTOM PARTITION | 11
TH78208X499 | MS | A - COMP DOOR 600W 320H | 11
TH78208X500 | MS | B - COMP DOOR 440W 500H | 11
TH78208X501 | MS | A - COMP DOOR 1000W 760H | 11
TH78208X502 | MS | A - COMP DOOR 440W 500H | 11
TH78208X503 | MS | B - COMP DOOR 600W 560H | 11
TH78208X504 | MS | C - COMP DOOR 600W 560H | 11
TH78208X505 | MS | A - COMP DOOR 440W 500H | 11
TH78208X506 | MS | B - COMP DOOR 440W 560H | 11
TH78208X507 | MS | B - COMP DOOR 440W 560H | 11
TH78208X508 | MS | C - COMP DOOR 600W 760H | 11
TH78208X509 | MS | C - COMP DOOR 440W 560H | 11
TH78208X510 | MS | C - COMP DOOR 600W 760H | 11
TH78208X511 | MS | B - COMP DOOR 440W 560H | 11
TH78208X512 | MS | C - COMP DOOR 440W 560H | 11
TH79031X350 | MS | A COMP PARTITION EXTRA HBB SUPPORT | 11
TH79031X450 | MS | A COMP PARTITION EXTRA HBB SUPPORT | 11
TH79031X650 | MS | A COMPT BASE PLATE - 600 W AUX PANEL | 11
TH79032P3XS | MS | HBB SHIELD REAR - AUX+DUMMY PANEL SLOTED | 11
TH79032P4XS | MS | HBB SHIELD REAR - AUX+DUMMY PANEL SLOTED | 11
TH79032P4XX | MS | REAR BUSBAR SHIELD - 600 W 1000 W | 11
TH79032P6XX | MS | REAR BUSBAR SHIELD - 600 W 1260 W | 11
TH79032Q3XS | MS | HBB SHIELD REAR - AUX+DUMMY PANEL SLOTED | 11
TH79032Q6XS | MS | HBB SHIELD REAR - AUX+DUMMY PANEL SLOTED | 11
TH79033X2XX | MS | REAR BUSBAR SHIELD FIXING BKT | 11
TH90030X1AX | MS | TOP ASSEMBLY | 11
TH90031X1AX | MS | BOTTOM ASSEMBLY | 11
TH90032AX4C | MS | VERTICAL MEMBER | 11
TH90528XXX1 | MS | TOP ASSEMBLY FOR SPACER PANEL | 11
TH90529XXX1 | MS | BOTTOM FRAME ASSY FOR SPACER PNL | 11
TH90530XXFR | MS | FRONT VERTICAL PILLER | 11
TH90530XXRE | MS | REAR VERTICAL PILLER | 11
TH90533XXXX | MS | TOP DEPTHWISE SUPPORTING ASSY | 11
TH90869XXXX | MS | TOP DEPTHWISE SUPPORT ASSY | 11
TH91600XX1XT16 | MS | REAR DOOR ASSY - 2400-410 | 11
TH91601XXX1T16 | MS | DOOR ASSY - REAR -2400 - 410 | 11
ST51816XXX1GF | Link | FISHPLATE - 150 mm AL BUS | #N/A
ST51816XXX2GF | Link | FISHPLATE - 150 mm AL BUS | #N/A
ST51816XXX3GF | Link | FISHPLATE - 150 mm AL BUS | #N/A
ST51816XXX4GF | Link | FISHPLATE - 150 mm AL BUS | #N/A
ST51816XXX5GF | Link | FISHPLATE - 150 mm AL BUS | #N/A
ST51816XXX6GF | Link | FISHPLATE - 150 mm AL BUS | #N/A
ST51816XXX7GF | Link | FISHPLATE - 150 mm AL BUS | #N/A
ST51816XXX8GF | Link | FISHPLATE - 150 mm AL BUS | #N/A
TH40025XXX2 | Link | BUSBAR - 10X150 - (600W + 600W+600W) FR1 | #N/A
TH40351XX10 | Link | BUSBAR - 600 FR1 4P | #N/A
TH40351XX11 | Link | BUSBAR - 600 FR1 4P +600 FR1 4P | #N/A
TH40351XXX4 | Link | BUSBAR 10X150 AL(300W+600W(F14P)) | #N/A
TH41756XXX4 | Link | HBB - 300 B/C DROPPER | #N/A
TH42080XXX1 | Link | BUSBAR B1 | #N/A
TH42080XXX2 | Link | BUSBAR Y1 | #N/A
TH42080XXX3 | Link | BUSBAR R1 | #N/A
TH42080XXX4 | Link | BUSBAR B2 | #N/A
TH42080XXX5 | Link | BUSBAR Y2 | #N/A
TH42080XXX6 | Link | BUSBAR R2 | #N/A
TH42080XXX7 | Link | BUSBAR N1 | #N/A
TH42080XXX8 | Link | L BUSBAR - N2 - 10X150 | #N/A
TH42086UXE1 | Link | EARTHBAR FISH PLATE 100 | #N/A
TH42086UXX1 | Link | HEB FISH PLATE- 100 - PCC TO PCC | #N/A
TH42087UXX1 | Link | HEB FOR L-COUPLING PANEL | #N/A
TH48040XXX1 | Link | BUSBAR, 300 + 440 + 1000 FR3_IC | #N/A
TH48040XXX2 | Link | BUSBAR, 440 + FR3-4P BC 1000 | #N/A
TH48040XXX3 | Link | BUSBAR, 440 + FR3-4P IC 1000 | #N/A
TH48045BLH1GP | Link | OG LINK AL-FR 4P-OMEGA-AOC | #N/A
TH48045BLJ1GP | Link | OG LINK AL-FR 4P-OMEGA-AOC | #N/A
TH48045BLJ2GP | Link | OG LINK AL-FR 4P-OMEGA-AOC | #N/A
TH48045BLJ3GP | Link | OG LINK AL-FR 4P-OMEGA-AOC | #N/A
TH48045BLJ4GP | Link | OG LINK AL-FR 4P-OMEGA-AOC | #N/A
CA73174XXXX | PR | PULTRUDED SUPP _DL_4K_BC_1000W | 40
CA75795XXXX | PR | METAL GRIP-2800A AL | #N/A
CA91623XXXX | PR | BUSBAR BOTTOM SUPP CHANNEL ASSY 1000W | #N/A
CA72689XXXX | MS | CONNECTING PLATE | 11
CA76288FZFX | MS | Customer Terminal Back Plate | 11
CA91002B11X | MS | TOP FRAME ASSY (1000*1000) | 11
CA91175XXXX | MS | -OLD TOP FRAME - REFER CA91232XXXX | 11
CL90748OOOO | ACB | FR3 - 5000A VERTICAL ADAPTOR FOR OMEGA | 51
CL90987OOOO | ACB | Term Adp Fr1 08-16N/S,Fr3 32-40 H/V;UPOW | 51
SH67111 | PR | ALU. STUD - 214.8 mm | 61
SPE0063400214 | CT VT | 415R3 / 110R3 V,100VA,CL.1/3P VT | 60
SPE0089500177 | Relay | MICOM P120A0Z312**0 | 60
SPE0089500178 | Relay | MICOM P122A0Z312**0 | 60
SPE0107800972 | CT VT | 4000A/1A CLPS CTs | 60
SPE0117802885 | CT VT | 300A/1A,5VA,CL0.5,RESIN CAST (CLASS-B) | 60
SPE0117802886 | CT VT | 400A/1A,5VA,CL0.5,RESIN CAST (CLASS-B) | 60
SPE0117802887 | CT VT | 500A/1A,5VA,CL0.5,RESIN CAST (CLASS-B) | 60
SPE0117802888 | CT VT | 600A/1A,5VA,CL0.5,RESIN CAST (CLASS-B) | 60
SPE0117802889 | CT VT | 750A/1A,5VA,CL0.5,RESIN CAST (CLASS-B) | 60
SPE0117802890 | CT VT | 1000A/1A,5VA,CL0.5,RESIN CAST (CLASS-B) | 60
SPE0117802891 | CT VT | 4000A/1A,5VA,CL0.5,RESIN CAST (CLASS-B) | 60
SPE0123801930 | CT VT | 300A/1A,10VA,5P20 CT | 60
SPE0123801931 | CT VT | 400A/1A,10VA,5P20 CT | 60
SPE0123801932 | CT VT | 500A/1A,10VA,5P20 CT | 60
SPE0123801933 | CT VT | 600A/1A,10VA,5P20 CT | 60
SPE0123801934 | CT VT | 750A/1A,10VA,5P20 CT | 60
SPE0123801935 | CT VT | 1000A/1A,10VA,5P20 CT | 60
SPE0123801936 | CT VT | 4000A/1A,10VA,5P20 CT | 60
SPE0123801937 | CT VT | 4000A/1A,10VA,5P20 CT | 60
SPE0185300007 | PR | TROUGHS 60H X 60W | 75
SPE0293500616 | Sel Sw | SALZER D-DC STD,16A,3P,4POS SWITCH | 60
SPE0293501056 | Sel Sw | SALZER D-DC STD,16A,5P,5POS SWITCH | 60
SPE0293501488 | Sel Sw | SALZER D-DC STD,25A,4P,4POS SWITCH | 60
SPE0389300007 | Relay | ABB CV2DJ,110VDC,110VDC | 60
SPE0404000013 | Relay | SCHNEIDER RELAY V57F6AAA2BBA | 60
SYSP001TS | Vendor | PART ASSEMBLED SWITCHBOARD | #N/A
UW108NFBA200018608 | ACB | OMEGA FR1 800A N 4P100%N EBR | 51
UW108NFC0000018613 | ACB | OMEGA FR1 800A N 4P100%NCR | 51
UW110NFBA200018611 | ACB | OMEGA FR1 1000A N 4P100%N EBR | 51
UW110NFC0000018614 | ACB | OMEGA FR1 1000A N 4P100%NCR | 51
UW350HFBA200018612 | ACB | OMEGA FR3 5000A H 4P100%N EBR | 51
UW350HFC0000018618 | ACB | OMEGA FR3 5000A H 4P100%NCR | 51
WL441021OOOO | Meter | MFM 4410 LED meter Cl 0.5 with RS485 | 53
CM92160OOOOAG | DN | MCCB dsine DN2-250N 40A 4P MTX 2.0 | 52
CM93004OOOOBG | DN | MCCB dsine DN3-400N4(400A) with MTX-3.0 | 52
CQ71785RH##PNL | MS | METALIC BARRIER PLAIN BOT BUS-RHS | 11
SYEJ374TQ | Vendor | PART ASSEMBLED SWITCHBOARD | #N/A
SYEJ374TQMO1 | Vendor | GENERIC FEEDER | #N/A
SPE0404700001 | COMMUNICATION | HIRSCHMANN OLM:943 906-321 | 60
ACBSCN1543-105 | ACB | ACB 2500 A , ELECTRICAL-(Motor oprtd-S. | 51
CA98022XXXX | PR | CHASSIS BASE ASSEMBLY 200/300H | #N/A
SPE0454000062 | Relay | ABB RELAY:REF615_K (HBFKBCADNDA1BNN11G) | 60
SPE0171700080 | Relay | REU615,REU615_A (HBUAEAADNDA1BNN11G) | 60
ACBSCN1543-114 | ACB | ACB 2500 A , ELECTRICAL-(Motor oprtd-S. | 51
SA42127#####GP | Link | DROPPER-RYB | #N/A
SPE0454000063 | Relay | ABB RELAY:REF615_H (HBFHAEAGNDA1BNN11G) | 60
SA42921#####GF | Link | 6" BUS BAR 1Panel | #N/A
SPE0183200013 | TRANSDUCER | RISH DUCER M42,85-230V AC/DC,2000/1A | 60
SH00022C03E | CT VT | 20-30-40/1A 7.5VA CL1 WPL ERC CT | 60
CQ74154 | MS | TRAY-FOR CLOSED DOOR MODULE | 11
SPE0045700132 | CT VT | MODULE TRAFO 415/110V,75VA | 60
SPE0157400002 | COMMUNICATION | PROFIBUS CABLE SIEMENS,6XV18312K | 60
SPE0297500005 | COMMUNICATION | SIEMENS BUS CONNECTOR:-6ES7972-0DA00-0AA | 60
SA42124#####GF | Link | FISH PLATE 6" | #N/A
SPE0123801885 | CT VT | 100A/1A,7.5VA,5P20 CT | 60
SPE0047700121 | CT VT | VT 415/R3 / 110/R3 V CL.1/3P | 60
SPE0398300022 | TRANSDUCER | RISH TRANDUCER:CONV-F-H-01A2-02A2-Z-Z-Z | 60
SPE0043321796 | CT VT | CONTROL TRAFO 415/110V, 3000VA | 60
SZS4550A83##GF | Link | BUSBAR-800+320 | #N/A
DZ1T0063NXM1AOOOO | DZ | MCCB dsine DZ1-160N 63A 3P 50kA M ver | 52
CS965552OOO | MDX | MDX 3P 65A(AC3) 220V DC (11BF65C) | 53
SPE0123801886 | CT VT | 125A/1A,7.5VA,5P20 CT | 60
SPE0398300021 | TRANSDUCER | RISH TRANDUCER:CON-I(1A)-50-O1A2-O2A2-Z- | 60
CA98018XXXX | MS | CLOSED DOOR PADLOCK BASE ASSEMBLY | 11
SPE0123801887 | CT VT | 150A/1A,7.5VA,5P20 CT | 60
SPE0425500015 | OEN | SALZER RELAY:MKP-2P-24 | 60
SH98989C23 | PKG | 19MM CRATE H=2595,W=2368,D=1227,V=0.446 | 20
TQ44701#1P6#GF | Link | BUSBAR -TQ3 1PNL BB | #N/A
SH98989C20 | PKG | 19MM CRATE H=2595,W=1568,D=1847,V=0.421 | 20
ST41940OOOO | MOG | MPCB Rotary 50.0,50kA(MOG-H2M-5000) | 65
SA74653 | PR | DROPPER BARRIER 300 VCT COMPT TQ3 | 40
CF44615###4#GF | Link | BUSBAR 320+800 INCOMER | #N/A
CF44615###1#GF | Link | BUSBAR 800+320 INCOMER | #N/A
CA66164XXXX | PR | RACKING SCREW | #N/A
SPE0185900026 | COMMUNICATION | RS485 9 PIN CONNECTOR MALE DB9 | 60
SPE0123801875 | CT VT | 2000A/1A,7.5VA,5P20 CT | 60
SPE0005800134 | Meter | AMMETER AE,0-20A,CLASS 1 | 60
SA43680#####GF | Link | SPACER - Z LINK TQ3 | #N/A
ST41898OOOO | MOG | MPCB Rocker 6.3-10.0,100kA(MOG-S1-1000) | 65
CF44615###2#GF | Link | BUSBAR 800W 2000C BC PNL | #N/A
CA98042XXXX | MS | LEVER & BRACKET RIVETTED ASSEMBLY | 11
CA98019XXXX | PR | PADLOCK | #N/A
CF76261 | MS | REAR DOOR - 800W CLOSED DOOR | 11
CA78818XXXX | PR | LATCH | #N/A
CA78815XXXX | PR | POSITION INDICATOR PLATE | #N/A
CM92005OOM1OG | DN | MCCB dsine DN2-250N 160A 3P TM(Mag 6-10) | 52
CA98043XXXX | MS | DOOR DEFEAT RIVETTED ASSEMBLY | 11
CF90127 | MS | TF900 BASE ASSY-SS | 11
SPE0045700173 | CT VT | MODULE TRAFO 415/110V,200VA | 60
SPE0045700134 | CT VT | MODULE TRAFO 415/110V,125VA | 60
SPE0123801916 | CT VT | 2000A/1A,7.5VA,5P20 CT | 60
SH00022C07E | CT VT | 100-120/1A 7.5VA CL1 BPL ERC CT | 60
SH00024E09E | CT VT | 1600-2000/1A 15VA CL1 BPL ERC CT | 60
SH00022C09E | CT VT | 125/1A 7.5VA CL1 BPL ERC CT | 60
CA78809XXXX | PR | POSITION INDICATION LEVER | #N/A
EA61008XXXX | PR | HINGE PIN | #N/A
SHP1148 | PKG | LOOSE BATTEN OF WOOD, SIZE 72X35X1830MM | 20
CA78814XXXX | PR | SCPD INTERLOCK LEVER | #N/A
TQ57409#A3A | PR | LIFTING ANGLE-800+320+800W | 61
SH00022C05E | CT VT | 75/1A 7.5VA CL1 WPL ERC CT | 60
CA78868XXXX | Link | FN63 LINKAGE | #N/A
EA61001XXXX | PR | HINGE | #N/A
CA78825XXXX | PR | PLATE FOR SPRING CLAMP | #N/A
CF76263 | MS | REAR DOOR DROPPER PANEL (JIT) | 11
CF90176 | MS | VERTICAL CHL ASSY LHS FR/RHS RR | 11
SPE0471400007 | LABEL | LABEL C2,ANODISED ALUMINIUM | 75
CF44615###3#GF | Link | BUSBAR 320W BC RP | #N/A
SPE0355900065 | COMMUNICATION | IVEONET LIU:ILIUM-06-ST-SX-OS1-WM | 60
SPE0425500014 | Sel Sw | SALZER RELAY:MKP-3P-24 | 60
SH00025E07E | CT VT | 2000-2500/1A 15VA CL1 BPL ERC CT | 60
CA78817XXXX | PR | SCPD INTERLOCK LEVER 2 | #N/A
SPE0356000191 | COMMUNICATION | IVEONET PATCHCORD:IFPC-ST-ST-OS1-DX-16 | 60
SPE0040600978 | METER | 0-40A,MOVING IRON (AC) AMMETER | 60
XA90003 | PR | M12 X 50 NUT RETAINER ASSY | 61
XA90005 | PR | NUT RETNR74X84 4M12 TF3 M/TQ3 M | 61
CA98024XXXX | PR | CHASSIS BASE ASSEMBLY 800H | #N/A
SA42010 | Link | EARTHBAR M S TF3 1P | #N/A
SH00022C04E | CT VT | 50-60/1A 7.5VA CL1 WPL ERC CT | 60
SPE0117802783 | CT VT | 63A/1A,7.5VA,CL1,EPOXY RESIN CAST (CLASS | 60
CQ74156 | MS | TRAY-FOR CLOSED DOOR MODULE | 11
SL61193 | PR | Defeat Pin | #N/A
ST34110 | PR | LIFTING ANGLE TF 320W + 800W + 800W | 61
CA78812XXXX | MS | DOOR INTERLOCK SWING LEVER | 11
CA66160XXXX | PR | STEP SCREW | #N/A
CA78813XXXX | MS | BRACKET FOR DOOR INTERLOCK | 11
CQ74231 | MS | DOOR-200(DZ1-1:A96) CLOSED DOOR | 11
SZR4674B3##GP | Link | DIR LINK-B3 | #N/A
SZR4674B2##GP | Link | DIR LINK-B2 | #N/A
SZR4674B1##GP | Link | DIR LINK-B1 | #N/A
CA66162XXXX | PR | SCREW FOR PADLOCK | #N/A
SZR4674Y3##GP | Link | DIR LINK-Y3 | #N/A
SZR4674Y2##GP | Link | DIR LINK-Y2 | #N/A
SZR4674Y1##GP | Link | DIR LINK-Y1 | #N/A
SPE0437300007 | COMMUNICATION | DLINK CABLE:-20M | 60
CQ90143 | MS | VERTICAL CHANNEL ASSEMBLY | 11
SH49642B1RA#GP | Link | Z LINK | #N/A
SH00022C23E | CT VT | 150-200A/1A 7.5VA CL1 BPL ERC CT | 60
CA66159XXXX | PR | STEP SCREW FOR LEVER | #N/A
CF44613##04 | Link | CABLE LINK-RYB | #N/A
CF44613##05 | Link | CABLE LINK-RYB | #N/A
CF44613##01 | Link | CABLE LINK-RYB | #N/A
SPE0356000178 | COMMUNICATION | IVEONET PATCHCORD:IFPC-ST-ST-OS1-DX-01 | 60
CF44613##06 | Link | CABLE LINK-RYB | #N/A
CF44613##02 | Link | CABLE LINK-RYB | #N/A
SZR4674R3##GP | Link | DIR LINK-R3 | #N/A
SZR4674R2##GP | Link | DIR LINK-R2 | #N/A
SZR4674R1##GP | Link | DIR LINK-R1 | #N/A
SH49642R2FA#GP | Link | Z LINK | #N/A
CF44613##07 | Link | CABLE LINK-RYB | #N/A
CF44613##03 | Link | CABLE LINK-RYB | #N/A
CF44613##08 | Link | CABLE LINK-RYB | #N/A
CF44613##09 | Link | CABLE LINK-RYB | #N/A
CA56184XXXX | PR | GASKET FOR CLOSED DOOR INTERLOCK | #N/A
SA41853#####GF | Link | SPACER TF | #N/A
SZR4674B5##GP | Link | DIR LINK-B5 | #N/A
SZR4674B4##GP | Link | DIR LINK-B4 | #N/A
SH00022C11E | CT VT | 150-200/1A 7.5VA CL1 BPL ERC CT | 60
SPE0040600933 | METER | 0-125A,MOVING IRON (AC) AMMETER | 60
CA66163XXXX | PR | RIVET | #N/A
CQ74237 | MS | DOOR-300(MOG-H+6:I/L+1:SAL16A+1 | 11
CA78838XXXX | MS | LHS PLATE 200H | 11
SH49642R2RA#GP | Link | Z LINK | #N/A
CQ90144 | MS | FRONT TOP COVER ASSY-CLOSED DOOR | 11
SZR4674Y5##GP | Link | DIR LINK-Y5 | #N/A
SZR4674Y4##GP | Link | DIR LINK-Y4 | #N/A
SZR4675R5##GP | Link | DIR LINK-R5 | #N/A
SZR4675R4##GP | Link | DIR LINK-R4 | #N/A
SH49642B1FA#GP | Link | Z LINK | #N/A
SA74316 | MS | BOTTOM PLATE (REAR LHS) TQ3 (TF900) | 11
SH49642Y1RA#GP | Link | Z LINK | #N/A
CQ74227 | MS | BOTTOM COVER-CLOSED DOOR | 11
CQ74328###3 | MS | CT MTG BKT-BOT | 11
SPE0117802817 | CT VT | 160A/1A,7.5VA,CL1,EPOXY RESIN CAST (CLAS | 60
SA42011 | Link | EARTHBAR M S TF3 2P | #N/A
SPE0471400049 | LABEL | LABEL NOT APPLICABLE,YELLOW STICKER,AUX | 75
SH49642Y2FA#GP | Link | Z LINK | #N/A
SPE0005800197 | METER | AMMETER AE,0-63A,CLASS 1 | 60
SPE0040600932 | METER | 0-50A,MOVING IRON (AC) AMMETER | 60
CA78846XXXX | MS | RHS PLATE 200H | 11
CA78844XXXX | MS | TOP PLATE 200H/300H | 11
CA66158XXXX | PR | FOLLOWER PIN | #N/A
SH49642Y1FA#GP | Link | Z LINK | #N/A
CA78839XXXX | MS | LHS PLATE 300H | 11
SH49642R1RA#GP | Link | Z LINK | #N/A
XS00519 | PR | FXG SCREW RACKING NUT M6 X 15 TQ3 M | 61
XA90010 | PR | NUT RETAINER ASSY. - M10 | 61
SH49642B2FA#GP | Link | Z LINK | #N/A
CA66165XXXX | PR | FIXED PIN | #N/A
SH49642Y2RA#GP | Link | Z LINK | #N/A
SPE0040600936 | METER | 0-100A,MOVING IRON (AC) AMMETER | 60
CA78847XXXX | MS | RHS END PLATE 300H | 11
CA78868XXX2 | Link | LINKAGE TYPE1 | #N/A
SH49642R1FA#GP | Link | Z LINK | #N/A
CQ74155 | MS | TRAY-FOR CLOSED DOOR MODULE | 11
CQ74328###1 | MS | CT MTG BKT-BOT | 11
SH49642B2RA#GP | Link | Z LINK | #N/A
CA78931XXX2 | Link | SCPD LINKAGE DN2 | #N/A
SA46075R13P | Link | DROPPER LINK-2500A | #N/A
SA46075R23P | Link | DROPPER LINK-2500A | #N/A
XB01498 | PR | EXTENSION SPRING | 61
XB01501 | PR | SPRING FOR DOOR DEFEAT INTERLOCK | 61
SA46075Y33P | Link | DROPPER LINK 2500A | #N/A
CA78878XXXX | MS | BRACKET FOR SCPD CABLE CLAMP | 11
SA46075Y23P | Link | DROPPER LINK-2500A | #N/A
SA46075B23P | Link | DROPPER LINK-2500A | #N/A
SA46075R43P | Link | DROPPER LINK 2500A | #N/A
SA46075B13P | Link | DROPPER LINK 2500A | #N/A
SA46075R53P | Link | DROPPER LINK-2500A | #N/A
SA46075R33P | Link | DROPPER LINK-2500A | #N/A
SA46075Y13P | Link | DROPPER LINK 2500A | #N/A
SPE0040600878 | METER | 0-200A,MOVING IRON (AC) AMMETER | 60
SPE0005800685 | METER | AMMETER AE,0-160A,CLASS 1 | 60
SA74319 | MS | BOTTOM PLATE (REAR RHS) ACB IN TQ3 | 11
SA46075B33P | Link | DROPPER LINK-2500A | #N/A
CF76257 | Link | OG LINK SUPPORT | #N/A
SA46075Y43P | Link | DROPPER LINK 2500A | #N/A
SA46075Y53P | Link | DROPPER LINK 2500A | #N/A
CQ74240 | MS | DOOR-500(DZ1+6:I/L+1:SAL16A+1 | 11
SZP4408 | Link | EARTH BAR 6x50 STEEL FLAT 320PNL TF | #N/A
SA74674T3 | MS | BASE PLATE-AUX | 11
SA46075B53P | Link | DROPPER LINK 2500A | #N/A
CA98038XX7X | MS | BLANK DOOR | 11
ST18273 | MS | Z BRACKET | 11
CF76179 | MS | ACB DOOR - 800W 750H | 11
XB01499 | PR | SPRING FOR SCPD INTERLOCK | 61
TQ56345#DN2 | MS | BASEPLATE-DN2-250 | 11
CF70841 | MS | RELAY DOOR 600H 320W | 11
CS94194AOOO | MNX | COIL MNX 185/225 110V AC 50Hz | 53
TQ60604 | MS | BASE PLATE -CONT | 11
CQ73718 | MS | AUX BASE PLATE WHEN LHS SIC COMES IN 400 | 11
SA46075B43P | Link | DROPPER LINK 2500A | #N/A
CA78840XXXX | MS | LHS PLATE 400H | 11
SA70242 | MS | BRACKET TQ3 M | 11
CQ74241 | MS | DOOR-700(DN1+6:I/L+1:SAL16A+1 | 11
CA78845XXXX | MS | TOP PLATE 400H &amp;amp; ABOVE | 11
SA74347T2 | MS | BASE PLATE - 320W PNL | 11
XB01500 | PR | SPRING FOR CLOSED DOOR INTERLOCK | 61
CA78887XXXX | MS | RHS PLATE 500H | 11
CQ73305T3 | MS | BASE PLATE REAR -AUX EQPT | 11
CQ74242 | MS | DOOR-900(DN2+6:I/L+1:SAL16A+1 | 11
CF76182 | MS | RELAY DOOR - 800W 450H | 11
CA78848XXXX | MS | RHS PLATE 400H | 11
CQ74239 | MS | DOOR-400(DZ1+6:I/L+1:SAL16A+1 | 11
SPE0471400001 | LABEL | LABEL A2,ANODISED ALUMINIUM | 75
SA46084R5## | Link | RISER LINK R (TF900) | #N/A
SA46084R4## | Link | RISER LINK R (TF900) | #N/A
SA46084R3## | Link | RISER LINK R (TF900) | #N/A
SA46084R2## | Link | RISER LINK R (TF900) | #N/A
CA78899XXXX | MS | SIC L PATE RHS BOTTOM | 11
CA78867XXX1 | MS | BKT FOR SCPD CABLE WITH DZ1, DN2-250 | 11
SA46084R1## | Link | RISER LINK R (TF900) | #N/A
SH04002 | LED | ESBEE,GEN NEXT LED,YELLOW,EILY220D | 61
CF76181 | MS | ACB DOOR - 800W 750H | 11
CA78882XXXX | MS | LHS PLATE 700H TYPE 1 | 11
CA78890XX5X | MS | LHS PLATE 400H/500H | 11
CA78841XXXX | MS | LHS PLATE 500H TYPE 1 | 11
CQ74238 | MS | DOOR-400(MOG-H+6:I/L+1:SAL16A+1 | 11
SH79846 | MS | SHELL ASSEMBLY | 11
CQ74232 | MS | DOOR-200(DN2-250-1:A96) CLOSED DOOR | 11
CA78883XXXX | MS | RHS PLATE 700H | 11
CA78852XXXX | MS | L PLATE 200H | 11
CF76184 | MS | RELAY DOOR - 800W 600H | 11
SA46084Y5## | Link | DROPPER LINK (TF900) | #N/A
SA46084Y4## | Link | DROPPER LINK (TF900) | #N/A
SA46084Y3## | Link | DROPPER LINK (TF900) | #N/A
SA46084Y2## | Link | RISER LINK Y (TF900) | #N/A
CQ74234 | MS | DOOR-500(DN2-250-1:A96) CLOSED DOOR | 11
SA46084Y1## | Link | DROPPER LINK (TF900) | #N/A
CA78898XXXX | MS | SIC L PATE RHS TOP 200H | 11
CA78885XXXX | MS | RHS PLATE 900H | 11
CA78884XXXX | MS | LHS PLATE 900H | 11
CF76183 | MS | RELAY DOOR - 800W 450H | 11
CQ74233 | MS | DOOR-400(DN2-250-1:A96) CLOSED DOOR | 11
CA78879XXXX | MS | BRACKET FOR SCPD CABLE CLAMP | 11
CQ74328###4 | MS | CT MTG BKT-TOP | 11
CA78900XX3X | MS | SIC L PATE RHS TOP | 11
CA78853XXXX | MS | L PLATE 300H | 11
SPE0471400004 | LABEL | LABEL B2,ANODISED ALUMINIUM | 75
CA98038XX2X | MS | BLANK DOOR | 11
CF76256 | Link | OG LINK CLAMP | #N/A
CA78850XXXX | MS | RHS PLATE 500H | 11
CQ74250 | MS | DOOR-300(DZ1-1:A96) CLOSED DOOR | 11
CQ74328###2 | MS | CT MTG BKT-TOP | 11
CA78886XXXX | MS | RHS PLATE 400H | 11
CF76173 | MS | RELAY DOOR - 320W 600H | 11
CA78889XXXX | MS | TOP PLATE 400H &amp;amp; ABOVE | 11
CA78867XXX5 | MS | BRACKET FOR CLUTCH CABLE WITH MPCB | 11
TF74071 | MS | CHANNEL | 11
TQ60595 | Link | SUPP O/G RISER LINK | #N/A
CA78900XX5X | MS | SIC L PATE RHS TOP | 11
CA78854XXXX | MS | L PLATE 400H | 11
CA78900XX4X | MS | SIC L PATE RHS TOP | 11
CA78900XX7X | MS | SIC L PATE RHS TOP | 11
XS00288 | PR | M8 X 25MM HEXAGON HEAD SCREW | 61
SPE0471400019 | LABEL | LABEL 210X90 MM,ANODISED ALUMINIUM,MAIN | 75
SFCPEC0725 | LABEL | YELLOW STICKER POLYSTER SA00018A | 75
SA73985F | MS | REAR BASE PLATE 200 MM-UNF | 11
CA78900XX9X | MS | SIC L PATE RHS TOP | 11
CA78876XX7X | MS | BRACKET FOR BLANK DOOR | 11
SA75627 | MS | BRACKET | 11
CA78855XXXX | MS | L PLATE 500H | 11
CA78867XXX2 | MS | BRACKET FOR CLUTCH CABLE WITH DN2 | 11
TQ46404F | MS | BASE PLATE - 300 DM16/DM100 FORM IV-UNF | 11
CQ70700#400F | MS | MODULE BASE PLATE D/O - 400 | 11
CA78875XX2X | MS | BRACKET FOR BLANK DOOR | 11
TQ56345#DN2F | MS | BASEPLATE-DN2-250-UNF | 11
TQ59584F | MS | BASE PLATE | 11
TQ60604F | MS | BASE PLATE -CONT-UNF | 11
TQ57060F | MS | AUX BASE PLATE-UNF | 11
SA73504F | MS | BASE PLATE-AUX EQUIPMENT TF3 (JIT)-UNF | 11
CQ73305T3F | MS | BASE PLATE REAR -AUX EQPT-UNF | 11
TQ60603F | MS | BASE PLATE | 11
TQ57061F | MS | AUX BASE PLATE-UNF | 11
CF90176F | MS | VERTICAL CHL ASSY LHS FR/RHS RR-UNF | 11
CA98024XXXXF | PR | CHASSIS BASE ASSEMBLY 800H-UNF | #N/A
CA78878XXXXF | MS | BRACKET FOR SCPD CABLE CLAMP-UNF | 11
SA75601R3E8F | Link | DIRECT LINK SUPPORT | #N/A
SA74347T2F | MS | BASE PLATE - 320W PNL | 11
CM92157OOOOBG | DN | MCCB dsine DN2-250N4(160A) with MTX-3.0 | 52
SYCE399TQMO1 | Vendor | GENERIC FEEDER | #N/A
SYCE399TQ | Vendor | PART ASSEMBLED SWITCHBOARD | #N/A
SYCE399TF | Vendor | PART ASSEMBLED SWITCHBOARD | #N/A
UW108NFBA200017896 | ACB | OMEGA FR1 800A N 4P100%N EBR | 51
SPE0089500163 | Relay | MICOM P121B00Z112EA0 | 60
UW116NXC0000015888 | ACB | OMEGA FR1 1600A N 3PCR | 51
SH21200 | MS | INTERPANAL BARRIER-RHS REAR | 11
SPE0117802830 | CT VT | 800A/1A,15VA,CL1,RESIN CAST (CLASS-E) | 60
TF66198 | MS | REAR DOOR FOR T F9 BOT BUSBAR | 11
TF75322BB01 | Link | BUSBAR-1STPNL-U PER FRM-1 | #N/A
TF58913 | MS | INTERPANAL BARRIER-RHS | 11
SA76029 | MS | BOTTOM PLATE-(LHS) BOTT BUS-TF900 | 11
SH21237W860 | MS | BASE PLATE | 11
SH78009TOP8 | MS | FRONT COVER - TF3/TF900 (U POWER ACB) | 11
SH67204 | PR | SUPPORT TQ3 | 11
SH21237W845 | MS | BASE PLATE | 11
SA76028 | MS | BOTTOM PLATE (RHS), BOTT.BUS-TF900 | 11
CF44362P1A1 | Link | CABLE LINK-N | #N/A
CF44363B2SB | Link | DIRECT LINK-B | #N/A
CF44360B1A1 | Link | CABLE LINK-B1 | #N/A
CF44361Y1A1 | Link | CABLE LINK-Y1 | #N/A
CF44363B1SB | Link | DIRECT LINK-B | #N/A
CF44360R1A1 | Link | CABLE LINK-R1 | #N/A
CF44364Y2SB | Link | DIRECT LINK-Y | #N/A
SH78828 | Link | CABLE CLAMP | #N/A
CF44364Y1SB | Link | DIRECT LINK-Y | #N/A
CF44364R2SB | Link | DIRECT LINK | #N/A
CF44364R1SB | Link | DIRECT LINK | #N/A
SA75650 | MS | Top Plate DF BB (welded) | 11
CF44365SBN2 | Link | DIRECT LINK | #N/A
CF44365SBN1 | Link | DIRECT LINK-Y | #N/A
SH21237W830 | MS | BASE PLATE | 11
SZS7726W8FR | MS | BUSBAR BARRIER-FRONT &amp;amp; REAR BOT. | 11
SA74836 | MS | BUSBAR SUPPORT | 11
SH21233#600 | MS | LEF SIDE ANGLE PLATE | 11
SH21234#600 | MS | RIGHT SIDE ANGLE PLATE | 11
TF75322DR03 | MS | ACB DOOR | 11
SZS7726W8RE | MS | BUSBAR BARRIER-FRONT &amp; REAR BOT BUS | 11
SH21233#450 | MS | LEF SIDE ANGLE PLATE | 11
SH21234#450 | MS | RIGHT SIDE ANGLE PLATE | 11
SH21241 | MS | CABLE CLAMP BKT. | 11
SH31379#NEWAL | Link | CONNECTING LINK | #N/A
TF75322DR02 | MS | DOOR | 11
TF66197 | MS | COVER FRONT FOR TF9 BOT BUSBAR | 11
TF66199 | MS | BOT COVER REAR FOR T F9 BOT BUSBAR | 11
SZS7649#8## | MS | TOP ACB MOUNTING CHANNEL | 11
SH79070##75 | MS | BARRIER ABOVE ACB U ACB-750MM COMPT. | 11
TF43160 | MS | SUPPORT HOR. EARTHBAR | 11
SH21378#8## | MS | BARRIER INTER COMP-RHS | 11
TF43161 | MS | SUPPORT HOR.EARTHBAR | 11
SZQ7602 | MS | CHANNEL FOR TF900 - BB | 11
CF73575FR14P | MS | ACB ABOVE BARRIER-U-POWER D/O FR1 | 11
CA71285C83X | MS | BOTTOM PLATE - AOC | 11
CA71604XXX2 | MS | OG LINK SUPPORTING CLAMP CHNL | 11
CA73302B36X | MS | TOP PLATE 300w 1000d FRONT | 11
CA73302B46X | MS | TOP PLATE 440w 1000d FRONT | 11
CA73804XXX3 | MS | ACB LHS Mounting Plate FR33P | 11
CA74403XXXX | MS | DUCT-CLAMP-SUPPORT-AOC-300D | 11
CA74655F8XXT2 | MS | AUX BUS BASE PLATE: 800W | 11
CA75901QX8Y | MS | TOP EXTRA SHROUD | 11
CA91011G450 | MS | DOOR ASSY VACANT 440W X 500H | 11
CA91115G4XX | MS | REAR DOOR ASSY 2400H 410BBC 440W | 11
CA91582B8XF | MS | TOP HOOD ASSEMBLY WITH FLAP_800W | 11
CA93021T832 | MS | LOUVER DOOR-MOULDED LOUVER | 11
CA93021T842 | MS | LOUVER DOOR-MOULDED LOUVER | 11
CA93028G8F3 | MS | R DOOR - MOULDED LOUVER | 11
TH38867XXXX | MS | SUPPORTING CHANNEL FOR AL OG LINK | 11
TH38868XXXX | MS | CLAMP DUCT LINK 2500A | 11
TH78208X513 | MS | A - COMP DOOR 800W 320H | 11
TH78208X514 | MS | A - COMP DOOR 800W 320H | 11
TH78208X515 | MS | A - COMP DOOR 800W 320 H | 11
TH78208X516 | MS | DOOR 800W 760H | 11
TH78208X517 | MS | DOOR 800W 760H | 11
TH78208X518 | MS | B - COMP DOOR 440W 560H | 11
TH78208X534 | MS | C - COMP DOOR 440W 560H | 11
TH78208X535 | MS | DOOR 800W 760H | 11
TH79031X832 | MS | A COMP PARTITION EXTRA HBB SUPPORT | 11
CA41247XXXXGF | Link | HBB FISHPLATE - 127mm | #N/A
CA41687UY62 | Link | PCC HZ. EARTH BAR-CU-800, 600 | #N/A
CA41687UY69 | Link | PCC HZ. EARTH BAR-CU-440, 800 | #N/A
CA41687UY73 | Link | PCC HZ. EARTH BAR-CU-300, 800 | #N/A
CA41995KLA1GP | Link | DIRECT LINK AL R PHASE 1 | #N/A
CA41995KLA1GP1 | Link | DIRECT LINK AL R PHASE 1 | #N/A
CA41995KLA3GP | Link | DIRECT LINK AL R PHASE 3 | #N/A
CA41995KLB1GP | Link | DIRECT LINK AL Y PHASE 1 | #N/A
CA41995KLB1GP1 | Link | DIRECT LINK AL Y PHASE 1 | #N/A
CA41995KLB3GP | Link | DIRECT LINK AL Y PHASE 3 | #N/A
CA41995KLC1GP | Link | DIRECT LINK AL B PHASE 1 | #N/A
CA41995KLC1GP1 | Link | DIRECT LINK AL B PHASE 1 | #N/A
CA41995KLC3GP | Link | DIRECT LINK AL B PHASE 3 | #N/A
CA42532BLH1GP | Link | N OG LINK 1 AL-FR1 4P -OMEGA | #N/A
CA42532BLJ1GP | Link | RYB OG LINK 1 AL-FR1 4P -OMEGA | #N/A
CA42532BLJ2GP | Link | RYB OG LINK 1 AL-FR1 4P -OMEGA | #N/A
CA42532BLJ3GP | Link | RYB OG LINK 1 AL-FR1 4P -OMEGA | #N/A
CA42532BLJ4GP | Link | RYB OG LINK 1 AL-FR1 4P -OMEGA | #N/A
CA42533KLD1GP | Link | FR1 AL DIRECT LINKS-DDIL-410 | #N/A
CA42533KLD2GP | Link | FR1 AL DIRECT LINKS-DDIL-410 | #N/A
CA42533KLD2GP1 | Link | FR1 AL DIRECT LINKS-DDIL-410 | #N/A
CA45482XXB1GP | Link | DIRECT LINK FR2 2500A | #N/A
CA45482XXB2GP | Link | DIRECT LINK FR2 2500A | #N/A
CA45482XXB3GP | Link | DIRECT LINK FR2 2500A | #N/A
CA45482XXB4GP | Link | DIRECT LINK FR2 2500A | #N/A
CA45482XXB5GP | Link | DIRECT LINK FR2 2500A | #N/A
CA45482XXR1GP | Link | DIRECT LINK FR2 2500A | #N/A
CA45482XXR2GP | Link | DIRECT LINK FR2 2500A | #N/A
CA45482XXR3GP | Link | DIRECT LINK FR2 2500A | #N/A
CA45482XXR4GP | Link | DIRECT LINK FR2 2500A | #N/A
CA45482XXR5GP | Link | DIRECT LINK FR2 2500A | #N/A
CA45482XXY1GP | Link | DIRECT LINK FR2 2500A | #N/A
CA45482XXY2GP | Link | DIRECT LINK FR2 2500A | #N/A
CA45482XXY3GP | Link | DIRECT LINK FR2 2500A | #N/A
CA45482XXY4GP | Link | DIRECT LINK FR2 2500A | #N/A
CA45482XXY5GP | Link | DIRECT LINK FR2 2500A | #N/A
CA45483XXN1GP | Link | DIRECT LINK FR2 2500A | #N/A
CA45483XXN2GP | Link | DIRECT LINK FR2 2500A | #N/A
CA45483XXN3GP | Link | DIRECT LINK FR2 2500A | #N/A
CA45483XXN4GP | Link | DIRECT LINK FR2 2500A | #N/A
CA45483XXN5GP | Link | DIRECT LINK FR2 2500A | #N/A
CA45484XXX1GF | Link | ACB ADAPTOR FR2 2500A | #N/A
CA45484XXX2GF | Link | ACB ADAPTOR FR2 2500A | #N/A
CA45484XXX3GF | Link | ACB ADAPTOR FR2 2500A | #N/A
CA45484XXX4GF | Link | ACB ADAPTOR FR2 2500A | #N/A
CA45484XXX5GF | Link | ACB ADAPTOR FR2 2500A | #N/A
CA45484XXX6GF | Link | ACB ADAPTOR FR2 2500A | #N/A
CA45486XXB1GP | Link | DIRECT LINK FR2 2500A | #N/A
CA45486XXR1GP | Link | DIRECT LINK FR2 2500A | #N/A
CA45486XXY1GP | Link | DIRECT LINK FR2 2500A | #N/A
CA45487XXN1GP | Link | DIRECT LINK FR2 2500A | #N/A
CA45535CGS1GP | Link | FR3-OG DUCT LINK | #N/A
CA45535CGS2GP | Link | FR3-OG DUCT LINK | #N/A
CA45535CGS3GP | Link | FR3-OG DUCT LINK | #N/A
CA45535CGS4GP | Link | FR3-OG DUCT LINK | #N/A
CA45536QNJ3GP1 | Link | FR3-VERTICAL TOP DUCT LINK | #N/A
CA45536QNJ4GP1 | Link | FR3-VERTICAL TOP DUCT LINK | #N/A
TH48046XXX1 | Link | BUSBAR, AUX_300 + FR2_4P_800 | #N/A
TH48046XXX2 | Link | BUSBAR, FR2_4P_800 + AUX_300 | #N/A
TH48046XXX3 | Link | BUSBAR, AUX_440 + FR2_4P_800 | #N/A
TH48046XXX4 | Link | BUSBAR, FR2_4P_800 + FR1_4P_600 | #N/A
PVCSLEEVE-170BLK | PR | 170 MM BLACK PVC SLEEVE | #N/A
SPE0005800515 | Meter | AMMETER RISHAB,0-50-400A,CLASS 1.5 | 60
SPE0005801038 | Meter | AMMETER RISHAB,0-60-480A,CLASS 1.5 | 60
SPE0040600263 | Meter | AMMETER,0-400A,1A,SIF96,MI(AC),RISHB,TQ3 | 60
SPE0089500176 | Relay | MICOM P127AA0Z312GA0 | 60
SPE0107800973 | CT VT | 2500A/1A CLPS CTs | 60
SPE0117802900 | CT VT | 1250A/1A,5VA,CL0.5,RESIN CAST (CLASS-B) | 60
SPE0117802903 | CT VT | 2500A/1A,5VA,CL0.5,RESIN CAST (CLASS-B) | 60
SPE0117802909 | CT VT | 250A/1A,5VA,CL0.5,RESIN CAST (CLASS-B) | 60
SPE0123801940 | CT VT | 1250A/1A,10VA,5P20 CT | 60
SPE0123801943 | CT VT | 2500A/1A,10VA,5P20 CT | 60
SPE0158900039 | Resistor | RESISTOR 0-1000 OHM,35W,KIYOSH | 60
SYSP002TS | Vendor | PART ASSEMBLED SWITCHBOARD | #N/A
UW108NFC0000018318 | ACB | OMEGA FR1 800A N 4P100%NCR | 51
UW110NFC0000018319 | ACB | OMEGA FR1 1000A N 4P100%NCR | 51
UW112NFBA200018684 | ACB | UW F1 1250A N 4P E B | 51
UW112NFC0000018686 | ACB | UW F1 1250A N 4P CRADLE | 51
UW225SFBA200018685 | ACB | UW F2 2500A S 4P E B | 51
UW225SFC0000018688 | ACB | UW F2 2500A S 4P CRADLE | 51
SA42732 | Link | ADAPTER TERMINAL 1600/2000A TF3 | #N/A
SH98989C11 | PKG | 19MM CRATE H=2595,W=1648,D=1847,V=0.451 | 20
SH98989C07 | PKG | 19MM CRATE H=2595,W=1648,D=1537,V=0.399 | 20
SH98989C17 | PKG | 19MM CRATE H=2595,W=1568,D=1537,V=0.371 | 20
SL97581OOOO | DL/DM | MCCB DM16 0.63A 3P Mag | 52
DZ1T0100NXH1AOOOO | DZ | MCCB dsine DZ1-160N 100A 3P 50kA iTRP3 | 52
ACBSCE1605-101 | ACB | ACB 2000 A , ELECTRICAL-(Motor oprtd-S. | 51
ACBSCE1605-102 | ACB | ACB 2000 A , ELECTRICAL-(Motor oprtd-S. | 51
DZ2T0050NXH1AOOOO | DZ | MCCB dsine DZ2-160N 50A 3P 50kA iTRP3 | 52
SPE0117800512 | CT VT | 15A/1A,7.5VA,CL1,RESIN CAST (CLASS-F) | 60
SPE0398300024 | TRANSDUCER | RISH TRANDUCER:RISH CON-I-H-O1A2-O2A2-Z- | 60
SPE0107800964 | CT VT | 1600A/1A CLPS CTs | 60
SPE0228700316 | CT VT | CONTROL TRAFO, 3000 VA, 415 V/240 V | 60
EM90508OOOO | DZ | 160A-EXTERNAL NEUTRAL SENSOR FOR DZ-1/2 | 52
SPE0107800965 | CT VT | 1600A/1A CLPS CTs | 60
TQ44701#3P4 | Link | BUSBAR -TQ3 ( 3PNL 4" FLAT) | #N/A
SPE0117801568 | CT VT | 30A/1A,7.5VA,CL1,RESIN CAST (CLASS-F) | 60
TF75356BB01 | Link | HBB- 2000C -4P +320 MM DUCT PANEL | #N/A
TF75356BB02 | Link | HBB- 2000C -4P +320 MM DUCT PANEL | #N/A
DZ1T0032NXM1AOOOO | DZ | MCCB dsine DZ1-160N 32A 3P 50kA M ver | 52
TF53400RB2# | Link | O/G LINK - 2000C 4P | #N/A
SPE0123801107 | CT VT | 1600A/1A,15VA,5P10 CT | 60
TF75323BB09 | Link | VERTICAL DUCT LINK | #N/A
DZ1T0025NXM1AOOOO | DZ | MCCB dsine DZ1-160N 25A 3P 50kA M ver | 52
TF53400YN2# | Link | O/G LINK - 2000C 4P | #N/A
DZ1T0080NXM1AOOOO | DZ | MCCB dsine DZ1-160N 80A 3P 50kA M ver | 52
SPE0117800518 | CT VT | 75A/1A,7.5VA,CL1,RESIN CAST (CLASS-F) | 60
TQ32259D | MS | DOOR-800 | 11
SPE0117802000 | CT VT | 1600A/1A,15VA,CL1,RESIN CAST (CLASS-F) | 60
TQ30045 | MS | CONTROL PLATE | 11
TQ66632##01 | MS | CONTROL PLATE | 11
TQ66633DR01 | MS | DOOR-700 | 11
SPE0029500002 | FUSE | SIEMENS NEUTRAL LINK, 400A | 60
TQ30051 | MS | CONTROL PLATE | 11
TF75356DR01 | MS | ACB DOOR-750H 800W | 11
TF74048#TDFB1 | Link | DIRECT LINK-2000C ACB | #N/A
TF74048#TDFB2 | Link | DIRECT LINK-2000C ACB | #N/A
TF74048#TDFB3 | Link | DIRECT LINK-2000C ACB | #N/A
TF74048#TDFY3 | Link | DIRECT LINK-2000C ACB | #N/A
TF74048#TDFY1 | Link | DIRECT LINK-2000C ACB | #N/A
TF74048#TDFY2 | Link | DIRECT LINK-2000C ACB | #N/A
SZR7373###7 | MS | SIC BARRIER 700MM | 11
TQ63891 | MS | DOOR 600 MOG-H1 | 11
TF74048#TDFR1 | Link | DIRECT LINK-2000C ACB | #N/A
TF74048#TDFR2 | Link | DIRECT LINK-2000C ACB | #N/A
TF74048#TDFR3 | Link | DIRECT LINK-2000C ACB | #N/A
TQ51398D | MS | DOOR 500 MM | 11
TF74048#TDFN1 | Link | DIRECT LINK-2000C ACB | #N/A
TF74048#TDFN2 | Link | DIRECT LINK-2000C ACB | #N/A
SZV4171OO34 | Link | NEUTRAL LINK-DN3-400 | #N/A
TQ64965 | MS | NEUTRAL CT BRACKET IN WIRE FEEDER | 11
SZP4722 | Link | CABLE LINK N | #N/A
TQ63892 | MS | DOOR 600 MOG-H1 | 11
CM99803OOOO | DN | ACC DN2/DN3/DN4 TAC 1C/O - RIGHT | 52
SZV4171OI34 | Link | NEUTRAL LINK-DN3-400 | #N/A
TQ64058 | MS | CONTROL PLATE | 11
SPE0040600102 | Meter | AMMETER,0-1600A,1A,SIF96,MI(AC),RISHABH | 60
SPE0293501492 | SEL SW | SALZER S-AC STD,16A,4P,4POS SWITCH | 60
TF75356DR04 | MS | ACB DOOR-750H 800W | 11
SZS7278#DIR | MS | ANGLE FOR ACB BARRIER=800W | 11
TF75356DR03 | MS | RELAY DOOR-600H 800W | 11
TF75356DR06 | MS | RELAY DOOR-600H 800W | 11
TF75356DR02 | MS | RELAY DOOR-450H 800W | 11
TF75356DR05 | MS | RELAY DOOR-450H800W | 11
CS94121OOOO | MNX | MNX-A2 ADD-ON BL.1NC | 53
SH21134MS2# | MS | BARRIER BELOW TOP HBB 320W PNL | 11
TF73936 | MS | BARRIER-INTERCOMP LHS | 11
TQ66626##01 | MS | CONTROL PLATE | 11
SA75601R4E8 | Link | DIRECT LINK SUPPORT TF - 900 | #N/A
XN00005 | PR | M6 HEX NUT Grade 8.8/12.9 | 61
SZS7707ODN3 | MS | BRACKET N CT-DN3-400 (OG FEEDER) | 11
SPE0147100010 | TERMINAL | WAGO END PLATE,282-301 | 61
SA75773AF | MS | RACKET BOTTOM -TOP BUS-UNF | 11
SH97828RPAD | ACB | CR 3200A H1 3P ECR WITH PADLOCKING-RI | 51
SPE0101173537 | HOOTER | HOOTER . | 60
SPE0152100122 | Lug & Gland | DOWELL LUG CRIMPING TYPE LUG, ALS-232 | 60
SPE0152100125 | Lug & Gland | DOWELL LUG CRIMPING TYPE LUG, ALS-300 | 60
SPE0374800035 | Annunciator | 12 WINDOW ANNUNCIATOR-M2-12 | 60
SPE0479300007 | Meter | SATECPM130EH+150HZ-ACDC | 60
SPE0152200052 | Lug & Gland | COMET SINGLE COMP. BRASS GLAND,G14R64 | 60
SPE0152200095 | Lug & Gland | COMET SINGLE COMP. BRASS GLAND,G14R66 | 60
SH79452TV01 | PR | CDG PURCHASING MATERIAL | #N/A
SH79452##01 | PR | DROPPER BARRIER SIZE100V(POLYCARBONATE) | #N/A
SH79452##02 | PR | DROPPER BARRIER | #N/A
SH79452##03 | PR | DROPPER BARRIER SIZE300 D/O(POLYCARBONA) | #N/A
SH79452##04 | PR | DROPPER BARRIER TQ3 | #N/A
SH79452##05 | PR | DROPPER BARRIER SIZE500 D/O(POLYCARBONA) | #N/A
SA74644P | PR | POLYCARBONATE SHROUD 125A WITH ADAPTOR | 40
SPE0146600010 | MISC | PHOENIX FXD BRIDGE FBS 3-5 - (3030174) | 61
SH67280 | PKG | TOOL TO PULL THE ACB PAD LOCK | 20
SPE0093400098 | SEL SW | SALZER S/W,ORD CODE:-2OSD00EB90PGBB | 60
EXP_LOOSECASE17 | PKG | 860MMX460MMX406MM-V-0.043 | 20
ACBSCQB082-803 | ACB | ACB 1250 A , ELECTRICAL-(Motor oprtd-S. | 51
ACBSCQB082-941 | ACB | ACB 4000 A , ELECTRICAL-(Motor oprtd-S. | 51
SL92718O2OO | EXTRA | Shunt Release EA 220V DC | 51
TF74653###M | MS | DOOR LOCK BRACKET | 11
CQ72614 | MS | CONTROL PLATE | 11
DZ1T0125NXD1AOOOO | DZ | MCCB dsine DZ1-160N 125A 3P 50kA VTVM | 52
MPR302BB040 | Relay | MOTOR PROT. RELAY 4-11A AUX. VOLT. 110V | 60
MPR305BB320 | Relay | MOTOR PROT. RELAY 32-88A AUX. VOLT. 110V | 60
SA42055 | Link | EARTH LINK .TQ3 | #N/A
SH25180##01 | MS | BUSBAR BARRIER- S.F BOTTOM BUSBAR | 11
SH25180##02 | MS | BUSBAR BARRIER-S.F BOTTOM BUSBAR | 11
SPE0005800530 | Meter | AMMETER AE,0-100-800A,CLASS 1.5 | 60
SPE0045700137 | CT VT | MODULE TRAFO 415/110V,150VA | 60
SYXD418TQ | Vendor | PART ASSEMBLED SWITCHBOARD | #N/A
SYXD418TQMO1 | Vendor | GENERIC FEEDER | #N/A
SZQ4439 | Link | FISH PLATE 4" BUSBAR SYSTEM | #N/A
TQ31030 | MS | DOOR -700 (FN 200) | 11
TQ51834 | MS | END PLATE-600 | 11
TQ60110 | MS | BASE PLATE FN200 | 11
SH03048QP | CT VT | 415/110V 300VA MOD CON.TRAFO | 60
SPE0005800028 | Meter | AMMETER AE,0-630A,CLASS 1 | 60
SPE0005800824 | Meter | AMMETER AE,0-60-480A,CLASS 1.5 | 60
SPE0005801243 | Meter | AMMETER AE,0-40-320A,CLASS 1.5,NOT APPLI | 60
SPE0117802919 | CT VT | 630A/1A,10VA,CL1,RESIN CAST (CLASS-E) | 60
SPE0145300264 | TRANSDUCER | AE KW TR.,240V AC,4 - 20 mA | 60
SH03046QP | CT VT | 415/110V 125VA MOD CON.TRAFO | 60
SPE0042400219 | CT VT | 415/110V,500VA CONTROL TRANSFORMER | 60
EM90032OEOO | DZ | ACC dsine DZ1/2/3/4 Shunt 110V ac | 52
SF94437OOOO | FUSE | Fuselink HN size III 630A DIN | 53
MPR300BB010 | Relay | MOTOR PROT. RELAY 1-2.75A AUX. VOL 110V | 60
MPR303BB080 | Relay | MOTOR PROT. RELAY 8-22A AUX. VOLT. 110V | 60
MPR304BB160 | Relay | MOTOR PROT. RELAY 16-44A AUX. VOLT 110V | 60
SZP7185 | MS | BASE PLATE | 11
TQ55774 | MS | BASE PLATE 300 FN125 | 11
SA45091 | Link | O/G LINK FN630 B | #N/A
SA45092 | Link | O/G LINK FN630 N | #N/A
CQ73093 | MS | DOOR-500 | 11
CQ74356 | MS | DOOR-800 | 11
SA45084 | Link | LINK INCOMING N FN 630 | #N/A
SA45085 | Link | LINK RISER R FN630 | #N/A
SA45086 | Link | LINK RISER Y FN 630 | #N/A
SA45087 | Link | LINK RISER B FN 630 | #N/A
SA45088 | Link | LINK RISER N FN 630 | #N/A
SA45089 | Link | O/G LINK FN630 R | #N/A
SA45090 | Link | O/G LINK FN630 Y | #N/A
SA74794###8 | MS | SUPPORT FN630 TQ3 | 11
SA74524T3 | MS | BASE PLATE PT TQ3 | 11
SA45081 | Link | i/c link-r | #N/A
SA45082 | Link | i/c link-y | #N/A
SA45083 | Link | i/c link-b | #N/A
SYXD419TQ | Vendor | PART ASSEMBLED SWITCHBOARD | #N/A
SYXD419TQMO1 | Vendor | GENERIC FEEDER | #N/A
SH00026E09R | CT VT | 1250-1600/1A 15VA CL5P10 BPL RC CT | 60
SH00026E10R | CT VT | 1250-1600/1A 15VA CL5P10 BPL RC CT | 60
SPE0145300217 | TRANSDUCER | AE KW TR.,110V DC,4 - 20 mA | 60
SZP5222 | PR | PULTRUTED SUPPORT | 40
SA94965 | PR | Top Assy. DF BB (welded) | #N/A
SPE0005800532 | Meter | AMMETER AE,0-300-2400A,CLASS 1.5 | 60
SPE0005800540 | Meter | AMMETER AE,0-250-2000A,CLASS 1.5 | 60
SH00023C14R | CT VT | 300-400/1A 7.5VA CL5P10 BPL RC CT | 60
SPE0117802846 | CT VT | 250A/1A,7.5VA,CL1,RESIN CAST (CLASS-E) | 60
SPE0117802847 | CT VT | 300A/1A,7.5VA,CL1,RESIN CAST (CLASS-E) | 60
SPE0425400001 | Relay | ABB RELAY:REM601BD446BB1NH | 60
SPE0043321918 | CT VT | CONTROL TRAFO 415/110V, 2500VA | 60
ACBSCWE955-162 | ACB | ACB 2000 A , MANUAL | 51
SF94435OOOO | FUSE | Fuselink HN size III 400A DIN | 53
CS94145AOOO | MNX | MNX 550 CONTR.2NO+2NC 110V AC | 53
CM92161OOOOAG | DN | MCCB dsine DN2-250S 250A 4P MTX 2.0 | 52
SZS7825 | MS | SHIELD ABOVE ACB - 2000H 3P ACB RIL J3 | 11
SZS7826 | MS | SIDE BASE PLATE - 2000H 3P ACB RIL J3 | 11
SZV4069 | Link | C/L N | #N/A
SZV4071##N1 | Link | CONN. LINK 'N' | #N/A
SZV4071##N2 | Link | CONN. LINK 'N' | #N/A
TF45792D | MS | ACB DOOR-750(800W TF PNL) | 11
TF68419 | MS | BKT | 11
CF74634 | MS | RELAY DOOR | 11
CF74657 | MS | SUPPORT LINK-N | 11
CF74699 | MS | SUPPORT | 11
CF74700 | MS | CLAMP | 11
CF42150 | Link | ADAPTOR TERMINAL | #N/A
CF43678##B1 | Link | RYB CABLE LINKS | #N/A
CF43716##N1 | Link | DIRECT LINK-N | #N/A
CF43716##N2 | Link | DIRECT LINK-N | #N/A
CF43717 | Link | BUSBAR-RYBN FIRST PANEL2000C 3P | #N/A
CF43751##B1 | Link | DIRECT LINK-B | #N/A
CF43751##B2 | Link | DIRECT LINK-B | #N/A
CF43751##B3 | Link | DIRECT LINK-B | #N/A
CF43751##R1 | Link | DIRECT LINK-R | #N/A
CF43751##R2 | Link | DIRECT LINK-R | #N/A
CF43751##R3 | Link | DIRECT LINK-R | #N/A
CF43751##Y1 | Link | DIRECT LINK-Y | #N/A
CF43751##Y2 | Link | DIRECT LINK-Y | #N/A
CF43751##Y3 | Link | DIRECT LINK-Y | #N/A
CF43752 | Link | ISOLATION LINK-N | #N/A
SA75067 | MS | BRACKET BOTTOM ACB 2000A&ABOVETF900 | 11
SA75072 | MS | BARRIER RHS-TOP TF900 BOT.BUS. | 11
SA75601R3D8 | MS | DIRECT LINK SUPPORT TF - 900 | 11
SA92836 | MS | VACANT DOOR TF C-POWER 300H 800W | 11
SA94007 | MS | COVER FRONT TF900 BOT.BUS. | 11
SA74822 | MS | CHANNEL | 11
SA74545 | MS | REAR DOOR BOT BUS W/O LOUVERS | 11
SA74543 | MS | BOTTOM COVER W/O LOUVERS | 11
SH77969 | MS | BASE PLATE 100 MM | 11
SH77968#500 | MS | ADD ON 500MM | 11
SH77958 | MS | END PLATE - FRONT (PT FEEDER) | 11
SH77948 | MS | TEMPLATE FOR FAB ITEMS | 11
TQ32281D | MS | TQ3 DOOR - 600H | 11
TQ40160X | MS | BASE PLATE | 11
TQ41032 | MS | ANGLE FOR BASE PLATE | 11
TQ42612####C## | Link | CONNECTING LINK -R,Y,B (FN400-MNX400) | #N/A
TQ47609####C## | Link | O/G RISER-R B | #N/A
TQ47610####C## | Link | O/G RISER-Y | #N/A
TQ47611####C## | Link | O/G RISER-Y | #N/A
TQ47612####C## | Link | O/G RISER-R | #N/A
TQ47613####C## | Link | O/G RISER-B | #N/A
TQ47614R##C | Link | O/G LINK-R | #N/A
TQ47614Y##C | Link | O/G LINK-Y | #N/A
TQ47615####C## | Link | O/G LINK-B | #N/A
TQ50098D | MS | DOOR - 500 (FN63) | 11
SZR7526 | MS | BASE PLATE -MNX325 | 11
SZR7528 | MS | BRACKET - BASE PLATE | 11
SZS4695###B | Link | O/G LINK - B | #N/A
SZS4695###R | Link | O/G LINK - R | #N/A
SZS4695###Y | Link | O/G LINK -Y | #N/A
SZS4696###1 | Link | RISER LINK R,B | #N/A
SZS4696###2 | Link | RISER - LINK R,B | #N/A
SZS4697 | Link | RISER - Y | #N/A
SZS4698 | Link | CONNECTING LINK - R&amp;B | #N/A
SZS4699 | Link | CONNECTING LINK - Y | #N/A
TH42079A2XX | Link | HEB EARTHLINKS | #N/A
TQ29885X | MS | BASE PLATE | 11
TQ29892C | Link | I/C LINK | #N/A
TQ29893C | Link | I/C LINK | #N/A
CQ73207 | MS | DOOR-300 | 11
CQ74360 | MS | DOOR-800 | 11
CQ74364 | MS | DOOR-900 | 11
CQ74367 | MS | DOOR-1100 | 11
CQ74369###1 | MS | END PLATE-RHS NON STD | 11
CQ74369###2 | MS | END PLATE-RHS NON STD | 11
TQ65950###R | Link | RISER LINK | #N/A
CQ41814 | Link | O/G LINK-N | #N/A
CQ41813 | Link | CONNECTING LINK-N | #N/A
CQ41812 | Link | RISER LINK-N | #N/A
CQ41811 | Link | I/C LINK-N | #N/A
CQ41810 | Link | I/C LINK-N | #N/A
SA45081F | Link | LINK I/C R FN630 | #N/A
SA45082F | Link | LINK I/C Y FN630 | #N/A
SA45083F | Link | LINK I/C B FN630 | #N/A
SH49651#####GFF | Link | ADAPTOR R&amp;B DN2 250-UNF | #N/A
TQ28736F | Link | O/G TERMINAL-UNF | #N/A
TQ29891C#GPF | Link | I/C LINK-R Y B-UNF | #N/A
TQ59098####CGFF | Link | ADAPTOR FOR 240 SQ MM LUG-UNF | #N/A
TQ61706ICLBF | Link | I/C LINK B DN2-250 | #N/A
TQ61706ICLRF | Link | I/C LINK R DN2-250 | #N/A
TQ61707#####GFF | Link | I/C LINKY-UNF | #N/A
SYWE955TF | Vendor | PART ASSEMBLED SWITCHBOARD | #N/A
SYWE955TQ | Vendor | PART ASSEMBLED SWITCHBOARD | #N/A
SYWE955TQMO1 | Vendor | GENERIC FEEDER | #N/A
CQ41481##4N | Link | CUT DROPPER - ALL ALL HEIGHTS | #N/A
CQ41481##4P | Link | CUT DROPPER - ALL ALL HEIGHTS | #N/A
CQ41482##4N | Link | CUT DROPPER - BTM | #N/A
CQ41482##4P | Link | CUT DROPPER - BTM | #N/A
CQ42144 | Link | I/C LINK-N DZ6 4P | #N/A
CQ42145 | Link | I/C LINK-N CONN DZ6 4P | #N/A
CQ42146 | Link | I/C LINK-N ADAPT CONN DZ6 4P | #N/A
CQ42148 | Link | O/G RAISER LINK N | #N/A
CQ42149###N | Link | BC O/G LINK N | #N/A
CQ42151 | Link | BC CONNECTING LINK-N | #N/A
CQ42154###N | Link | O/G CABLE LINK N | #N/A
CQ42157 | Link | I/C LNK R | #N/A
CQ42158 | Link | I/C LNK y | #N/A
CQ42159 | Link | I/C LNK B | #N/A
CQ42160###B | Link | O/G RISER LINK B | #N/A
CQ42160##6R | Link | O/G RAISER LINK R | #N/A
CQ42160##6Y | Link | O/G RAISER LINK Y | #N/A
CQ42161###B | Link | BC O/G LINK B | #N/A
CQ42161###R | Link | BC O/G LINK R | #N/A
CQ42161###Y | Link | BC O/G LINK Y | #N/A
CQ42162###B | Link | BC CONNECTING LINK-R Y B | #N/A
CQ42162###R | Link | BC CONNECTING LINK-R Y B | #N/A
CQ42162###Y | Link | BC CONNECTING LINK-R Y B | #N/A
CQ42163###B | Link | O/G LINK-B | #N/A
CQ42163###R | Link | O/G LINK-R | #N/A
CQ42163###Y | Link | O/G LINK-Y | #N/A
CQ42197NB4P | Link | SPREADER DZ6 - 4P - N &amp; B | #N/A
CQ42197RY4P | Link | SPREADER DZ6 - 4P - R &amp; Y | #N/A
CQ72867 | MS | CONTROL PLATE-TQ3 | 11
CQ74275#200 | MS | MODULE BASE PLATE | 11
CQ74275#400 | MS | MODULE BASE PLATE | 11
CQ74276 | MS | DOOR-200 | 11
CQ74277 | MS | DOOR-400 | 11
CQ74278 | MS | CONTROL PLATE-TQ3 | 11
CQ74295 | MS | DOOR-600 | 11
CQ74298 | MS | DOOR-300 | 11
CQ74299 | MS | DOOR-300 | 11
CQ74317 | MS | DZ6_3P&amp;4P MOUNTING BKT | 11
CQ74322 | MS | NUTREL LINK MS SUPPORT | 11
CQ74323 | MS | FEEDER TRAY | 11
CQ74324 | MS | END PLATE | 11
CQ74325 | MS | IP BARRIER 800F | 11
CQ74330 | MS | BRACKET FOR R&amp;Y- PH | 11
CQ74333 | MS | PLATE FOR CBC - TQ3 DF 800W | 11
CQ74334 | MS | MCCB DOOR - MECHANICAL INTERLOCK | 11
CQ74335 | MS | DOOR 800 | 11
CQ74336 | MS | DOOR 800 | 11
CQ74396 | MS | SIDE PLATE -200-WIRE PASSING-FORM4 | 11
CS95001BOOO | MO | MO 185 CONTACTOR WITH 240V AC COIL | 53
CS95033OOOO | MO | ADD-ON BLOCK - LEFT - 1 MO4/5 | 53
CS95034OOOO | MO | ADD-ON BLOCK - RIGHT 1 MO4/5 | 53
CS95035OOOO | MO | ADD-ON BLOCK - LEFT - 2 MO4/5 | 53
CS95036OOOO | MO | ADD-ON BLOCK - RIGHT - 2 MO4/5 | 53
DZ1T0160NXH1AOOOO | DZ | MCCB dsine DZ1-160N 160A 3P 50kA iTRP3 | 52
DZ6F0400NXH1AOOOO | DZ | MCCB dsine DZ6-400N 400A 4P 50kA iTRP3 | 52
EM96076OOOO | DZ | DZ6 400 SPREADER 4P ASSEMBLY | 52
SPE0005801542 | Meter | AMMETER RISHAB,0-20A,CLASS 1,NOT APPLICA | 60
SPE0020800009 | SEL SW | SALZER VSS | 66
SPE0117802908 | CT VT | 400A/1A,10VA,CL1,RESIN CAST (CLASS-E) | 60
SPE0228700317 | CT VT | CONTROL TRAFO, 1000 VA, 395-405-415-425- | 60
SPE0241900497 | PADLOCK | Padlock with Key | 60
SPE0293500730 | SEL SW | SALZER RT-AC IP2X REAR TERM,16A,2P,4POS | 60
SPE0293501276 | SEL SW | SALZER RT-AC IP2X REAR TERM,16A,6P,4POS | 60
SPE0293501502 | SEL SW | SALZER RT-AC IP2X REAR TERM,16A,2P,4POS | 60
SYNJ562TQ | Vendor | PART ASSEMBLED SWITCHBOARD | #N/A
SYNJ562TQMO1 | Vendor | GENERIC FEEDER | #N/A
SZS7835#800 | MS | GLANDBOX-400MM FDR | 11
SZS7836#800 | MS | GLANDPLATE-400MM MODULE | 11
SZS7885BRKT | MS | BRACKET | 11
SZS7885FR35 | MS | GLAND BOX | 11
SZS7885REAR | MS | GLAND BOX-200 REAR | 11
SZS7886HB35 | MS | BELLOW PLATE UPTO 35 SQ.mm | 11
SZT4799###CGFF | Link | ADAPTOR | #N/A
CQ42141 | Link | I/C LNK R | #N/A
CQ42142 | Link | I/C LNK Y | #N/A
CQ42143 | Link | I/C LNK B | #N/A
CQ42147###B | Link | O/G RAISER LINK B | #N/A
CQ42147##6R | Link | O/G RAISER LINK R | #N/A
CQ42147##6Y | Link | O/G RAISER LINK Y | #N/A
CQ42149###B | Link | BC O/G CABLE LINK B | #N/A
CQ42149###R | Link | BC O/G LINK R | #N/A
CQ42149###Y | Link | BC O/G CABLE LINK Y | #N/A
CQ42150###B | Link | BC CONNECTING LINK-R Y B | #N/A
CQ42150###R | Link | BC CONNECTING LINK-R Y B | #N/A
CQ42150###Y | Link | BC CONNECTING LINK-R Y B | #N/A
CQ42154###B | Link | O/G LINK-B | #N/A
CQ42154###R | Link | O/G LINK-R | #N/A
CQ42154###Y | Link | O/G LINK-Y | #N/A
CQ42155 | Link | DZ6 400 SPREADER LINK 4P NB | #N/A
CQ42156 | Link | DZ6 400 SPREADER LINK 4P RY | #N/A
CQ72668#A04 | MS | RHS CABLE ALLEY-400MM WITH 125A TPN | 11
CQ74320 | MS | END PLATE | 11
CQ74321 | MS | IP BARRIER 800F | 11
CS95000BOOO | MO | MO 140 CONTACTOR WITH 240V AC COIL | 53
DZ6F0250NXH1AOOOO | DZ | MCCB dsine DZ6-400N 250A 4P 50kA iTRP3 | 52
SPE0117802851 | CT VT | 250A/1A,10VA,CL1,RESIN CAST (CLASS-E) | 60
SYNJ567TQ | Vendor | PART ASSEMBLED SWITCHBOARD | #N/A
SYNJ567TQMO1 | Vendor | GENERIC FEEDER | #N/A
SZS7885FR95 | MS | GLAND BOX | 11
SZS7886HB95 | MS | BELLOW PLATE - 50 TO 95 sq.mm | 11
SZT4799####A## | MS | ADAPTOR | 11
SPE0159200010 | TERMINAL | ELMEX DST2.5 TERMINAL | 61
SPE0132200396 | WIRE | 1.5SQMM,GREY,FRLS,650/1100V PVC WIRE | 72
SZT4799###CGF | Link | ADAPTOR | #N/A
SYNJ566TQMO1 | Vendor | GENERIC FEEDER | #N/A
SYNJ566TQ | Vendor | PART ASSEMBLED SWITCHBOARD | #N/A
SPE0293501505 | SEL SW | SALZER DR-DC IP2X REAR TERM,16A,16P,4POS | 60
SPE0293500372 | SEL SW | SALZER RT-AC IP2X REAR TERM,16A,2P,4POS | 60
SPE0293501472 | SEL SW | SALZER DR-DC IP2X REAR TERM,25A,2P,4POS | 60
SPE0293501504 | SEL SW | SALZER DR-DC IP2X REAR TERM,16A,3P,4POS | 60
SPE0293501503 | SEL SW | SALZER DR-DC IP2X REAR TERM,16A,2P,4POS | 60
SPE0293501473 | SEL SW | SALZER DR-DC IP2X REAR TERM,25A,6P,4POS | 60
SPE0293501474 | SEL SW | SALZER RT-AC IP2X REAR TERM,16A,6P,4POS | 60
SPE0497100001 | Relay | SCHNEIDER- 3CT-H1-100-C (100/5) | 60
SPE0497000001 | Relay | SCHNEIDER- CABLE-RJ45-001 (1 m) | 60
SPE0496800001 | Relay | EOCR-FMZ2-WR-C-U-H (0.5-60A) | 60
SPE0143500137 | ELR | PROKDV ELR,85-275V AC/DC,40MM | 60
SPE0355900036 | COMMUNICATION | IVEONET LIU:ILIUM-12-SC-DX-OS1-RM | 60
CQ42128 | PR | 125A TERMINAL ADAPTOR NEW | #N/A
CQ42152 | PR | 125A TPN TERMINAL ADAPTOR - R PH | #N/A
CQ42153 | PR | 125A TPN TERMINAL ADAPTOR - Y PH | #N/A
SL93146OOOA | EXTRA | Locking-in Isolated Position(LIP) Type-A | 51
CS94595OOOO | MO | MO TOP MOUNTED ADD-ON-(3NO+1NC) | 53
DZ2T0100HXF1AOOOO | DZ | MCCB dsine DZ2-160H 100A 3P 80kA iTRP1 | 52
DZ2F0063HXF1AOOOO | DZ | MCCB dsine DZ2-160H 63A 4P 80kA iTRP1 | 52
DZ2T0063HXF1AOOOO | DZ | MCCB dsine DZ2-160H 63A 3P 80kA iTRP1 | 52
ACBSCW1394-133 | ACB | ACB 1250 A , ELECTRICAL-(Motor oprtd-S. | 51
ACBSCW1394-132 | ACB | ACB 1250 A , ELECTRICAL-(Motor oprtd-S. | 51
ACBSCW1394-131 | ACB | ACB 1250 A , ELECTRICAL-(Motor oprtd-S. | 51
CS94578BOOO | MO | MO 110-240 Vac coil | 53
CS94574BOOO | MO | MO 70 WITH 240 V AC COIL | 53
CS94569BOOO | MO | MO 40 CONTACTOR - 240 V AC COIL | 53
DZ6T0400HXF1AOOOO | DZ | MCCB dsine DZ6-400H 400A 3P 80kA iTRP1 | 52
CA70107XXXX | MS | FR1-LHS PARTITION | 11
CA70108XXXX | MS | CHANNEL- ACB REAR TOP | 11
CA71006B32F | MS | FRONT TOP PLATE 1260D & 300W | 11
CA71006B32X | MS | TOP PLATE-REAR | 11
CA71006B42F | MS | FRONT TOP PLATE 1260D & 440W | 11
CA71006B42X | MS | TOP PLATE-REAR | 11
CA71006B62F | MS | FRONT TOP PLATE 1260D &amp;amp; 600W | 11
CA71006B62X | MS | TOP PLATE-REAR | 11
CA71013BXXX | MS | BRACKET (CANOPY) | 11
CA71233ZXXX | MS | Bracket pultruded sprt BC 2500A Cu | 11
CA71294ZXXX | MS | BASE PLATE ACB | 11
CA71394XXXX | MS | BRACKET PARTITIONS 2T AL | 11
CA71575XXXX | MS | CHNL V LINK 4000A CU 3P _OM | 11
CA71653F3XX | MS | AUX BASE PLATE | 11
CA71653F4XX | MS | AUX BASE PLATE | 11
CA71653F6XX | MS | AUX BASE PLATE | 11
CA71653F8XX | MS | AUX BASE PLATE | 11
CA71861RXBX | MS | END COVER - TOP LHS/RHS - TS | 11
CA71862RXBB | MS | END COVER-MIDDLE | 11
CA71863RXBA | MS | END COVER BOTTOM LEFT | 11
CA71863RXBB | MS | END COVER BOTTOM RIGHT | 11
CA71874B3BR | MS | CANOPY 300W REAR 1260 | 11
CA71874B3XF | MS | CANOPY 300W FRONT | 11
CA72163C812 | MS | Rear RHS Bottom plate | 11
CA72177C312T3 | MS | REAR PLATE-PLAIN - 300 W 1260 D | 11
CA72177C612T3 | MS | REAR BOTTOM PLATE FOR 600 W,1260D | 11
CA72914XXX1 | MS | CONNECTING PLATE1 | 11
CA72914XXX2 | MS | CONNECTING PLATE2 | 11
CA72930XXXX | MS | CLMP OG LONK FR3 4000A CU IC | 11
CA73113XXXX | MS | DROPPER SUPPORT 5KA BC_OM | 11
CA73114XXXX | MS | DROPPER CLAMP 5KA BC_OM | 11
CA73326X8XX | MS | A COMP VERTICAL PARTITION-SLOTTED | 11
CA73329C812 | MS | Rear LHS Bottom plate | 11
CA73452XXXX | MS | BOX FOR CAM LOCK | 11
CA73455XXXX | MS | PARTITION BRACKET | 11
CA73456XXXX | MS | PARTITION BRACKET | 11
CA73479XXXX | MS | BRACKET FOR PULTRUDEED SUPPORT | 11
CA73821XXXX | MS | NEUTRAL SUPPORTING CHANNEL 4000A 3P | 11
CA73837N6SJ | MS | FR1-LHS PARTITION-TT-3PN | 11
CA73974QY1X | MS | MS RISER PRT BOT-BC-CU-FR1-1000D | 11
CA74003A373 | MS | C/W, D/W &amp; M/P CHNLS. - 373 MM | 11
CA74003A56V | MS | 560H COMP VT MODULE SUPP CHNL - 511 MM | 11
CA74003A613 | MS | ROLL FORMING CHANNEL-620D -613MM | 11
CA74003AX2X | MS | D\W SUPPORT CHANNEL -200MM AOC-113 | 11
CA74190XXX1 | MS | OG SUPP CHANNEL FR1 TOP TIER | 11
CA74190XXX2 | MS | OG SUPP CHANNEL FR1 TOP TIER | 11
CA74190XXX3 | MS | OG SUPP CHANNEL FR1 TOP TIER | 11
CA74191XXXX | MS | FR1 OG CLAMP CHANNEL 4P | 11
CA74193XXXX | MS | FR2 DDIL 1260D PARTITION | 11
CA74194XXXX | MS | FR2 DDIL 1260D PARTITION | 11
CA74196XXXX | MS | FR2 DDIL 1260D PARTITION | 11
CA74198XXXX | MS | DROPPER PARTITON 1 | 11
CA74202XXX1 | MS | OG SUPPORT | 11
CA74212XXXX | MS | SLOTTED REAR PARTITION | 11
CA74213XXXX | MS | DROPPER REAR COVER | 11
CA74275QY12 | MS | MS RISER PARTITION BOT-BC-FR2/3 | 11
CA74300AXX2 | MS | SHROUD FIXING CHANNEL | 11
CA74332XXX2 | MS | FR3 GUTKA SUPPORT FIXING BRACKET-TPN | 11
CA74345QY1L | MS | FR3 CU 2500A BC MINIBUS REAR SHROUD | 11
CA74345QY8R | MS | FR3 CU 2500A BC MINIBUS REAR SHROUD | 11
CA74346AX8X | MS | FR3 CU 3000A BC MINIBUS CLAMP FIXING | 11
CA74380PX8X | MS | SHROUD-B/C-ABOVE MINIBUS | 11
CA75109QY10 | MS | MS RISER N-SHROUD-BC-CU-FR1-1000D | 11
CA75451XXXX | MS | DROPPER SUPPORTING FIXED CHANNEL | 11
CA75452XXXX | MS | DROPPER SUPPORTING CLAMP CHANNEL | 11
CA75494QX8X | MS | TOP FIXING SHROUD | 11
CA75611QXX1 | MS | ACB PARTITION 2T MID- MS SHROUD | 11
CA75679XXX2 | MS | 2-TIER LHS PARTITON | 11
CA75931XXXX | MS | VERTICAL LINK CLAMP CHNL 4000A CU 3P | 11
CA75933XXX1 | MS | VERTICAL SUPPORT BUSZONE | 11
CA75933XXX2 | MS | VERTICAL SUPPORT BUSZONE | 11
CA75934XXXX | MS | DUCT LINK SUPPORT 4000A CU 3P | 11
CA75951XXXX | MS | 800W REAR PARTITION 2400A/310BC -1 | 11
CA75952XXXX | MS | 800W REAR PARTITION 2400A/310BC -2 | 11
CA75994XXX1 | MS | SLOTTED REAR BUS COMP PARTITION | 11
CA91011G664 | MS | DOOR ASSY VACANT 600W X 640H | 11
CA91011T332T16 | MS | DOOR ASSEMBLY (VACANT) | 11
CA91011T432T16 | MS | DOOR ASSEMBLY (VACANT) | 11
CA91011T632T16 | MS | DOOR ASSEMBLY (VACANT) | 11
CA91011T832T16 | MS | PCC DOOR ASSY | 11
CA91017XXXX | MS | TOP FRAME 600X1260 | 11
CA91018XXXX | MS | BOTTOM FRAME 600X1260 | 11
CA91024XXXX | MS | TOP FRAME 800X1260 | 11
CA91025XXXX | MS | BOTTOM FRAME 800X1260 | 11
CA91151XXXX | MS | HBB BOTTOM SUPP CHNL ASSY - 800W | 11
CA91181G3XXT16 | MS | REAR DOOR ASSY. (2400HT 310 BC) | 11
CA91181G4XXT16 | MS | REAR DOOR ASSY. (2400HT 310 BC) | 11
CA91181G6XXT16 | MS | REAR DOOR ASSY. (2400HT 310 BC) | 11
CA91232XXXX | MS | TOP FRAME ASSY. (440 X 1260) | 11
CA91499B3BR | MS | FRAME ASSY. REAR 300W X 1260D | 11
CA91503B31F | MS | FRAME ASSY FRONT 300W X 1000D | 11
CA91554XXXX | MS | TOP SUPPORT FRONT U CHANNEL ASSY 800W | 11
CA91555XXXX | MS | TOP SUPPORT REAR U CHANNEL ASSY 800W | 11
CA91556XXXX | MS | TOP SUPPORT L ASSY CHANNEL 800W | 11
CA91557XXXX | MS | TOP SUPPORT REAR L CHANNEL ASSY 800W | 11
CA91601QX80 | MS | C-COMP-SLOTTED IC BARRIER-MESH-800W | 11
CA93021G832 | MS | LOUVER DOOR-MOULDED LOUVER | 11
CA93021T332T16 | MS | LOUVER DOOR-MOULDED LOUVER | 11
CA93021T832T16 | MS | PCC DOOR ASSY | 11
CA93027G3XXT16 | MS | REAR MOULDED LOUVER DOOR-2400HX310BB | 11
TH36425XXXX | MS | DOOR BRACKET-CAMLOCK | 11
TH36590XXXX | MS | TS - REAR IP BARRIER - MTB WIRE WAY | 11
TH36591XX3X | MS | WIREWAY SUPPORTING CHANNEL -TS | 11
TH36591XX4X | MS | WIREWAY SUPPORTING CHANNEL -TS | 11
TH36591XX6X | MS | WIREWAY SUPPORTING CHANNEL -TS | 11
TH36591XX8X | MS | WIREWAY SUPPORTING CHANNEL -TS | 11
TH36592XX3X | MS | MTB REAR BARRIER - TS - WIRE WAY | 11
TH36592XX4X | MS | MTB REAR BARRIER - TS - WIRE WAY | 11
TH36592XX6X | MS | MTB REAR BARRIER - TS - WIRE WAY | 11
TH36592XX8X | MS | MTB REAR BARRIER - TS - WIRE WAY | 11
TH36593XX3X | MS | MTB WIREWAY - COVER - TOP | 11
TH36593XX4X | MS | MTB WIREWAY - COVER - TOP | 11
TH36593XX6X | MS | MTB WIREWAY - COVER - TOP | 11
TH36593XX8X | MS | MTB WIREWAY - COVER - TOP | 11
TH36594XXXX | MS | SIDE MTB COVERING PLATE- TS | 11
TH37413XXXX | MS | 1260D DROPPER PARTITION 1 | 11
TH37414XXXX | MS | 1260D DROPPER PARTITION 3 | 11
TH37415XXXX | MS | 1260D DROPPER PARTITION 2 | 11
TH37416XXX1 | MS | FR2 DDIL 1260D PARTITION | 11
TH37417XXX1 | MS | OG SUPPORT | 11
TH37418XXXX | MS | MID TR N SUPPORTING BKT | 11
TH37419XXXX | MS | MID TR RISER GUTAKA SUPPORT BRACKET | 11
TH37464XXX2 | MS | OG SUPP CHANNEL FR1 TOP TIER | 11
TH37467XXX5 | MS | OG LINK PARTITION-800W | 11
TH37472XXX1 | MS | TOP REAR IC SHROUD-FR1 4P-OMEGA | 11
TH38008XX3X | MS | BOTTOM - BC REAR SHROUD - 300W | 11
TH38009XX3X | MS | TOP - BC REAR SHROUD - 300W | 11
TH38801X886 | MS | REAR BOTTOM PLATE FOR 600 W,1000D | 11
TH38841XXXX | MS | HBB BELOW BARRIER | 11
TH38903XXXX | MS | ABOVE OG LINK PARTITION | 11
TH76012X4XX | MS | MTB Horizontal Support 440mm panel | 11
TH76013XX5X | MS | MTB Trough Support 550H | 11
TH76014XX5X | MS | MTB Rail Support 550H | 11
TH76079XXX3 | MS | PULTRUDED BRACKET2 | 11
TH76097X8XX | MS | TOP PLATE | 11
TH76195X560 | MS | VT MODULE PARTITION | 11
TH76428XXXX | MS | CAMLOCK BKT FOR VT COMP | 11
TH76707M173 | MS | ROLL FORM CHANNEL | 11
TH76707M243 | MS | MID NEW VERTICAL PILLARS | 11
TH77000X654 | MS | VERTICAL BASEPLATE | 11
TH77000X664 | MS | VERTICAL BASEPLATE 600w 640H | 11
TH77002X8XS | MS | LHS I/C BARRIER VT MODULE | 11
TH77099XK4X | MS | WIDTHWISE CABLE SUPPORT | 11
TH77936XXX2 | MS | L - CHANNEL - SHROUD FIXING | 11
TH78208X469 | MS | RELAY DOOR - 600H 440W | 11
TH78208X470 | MS | METERING COMP DOOR - 560H 440W | 11
TH78208X471 | MS | METERING COMP DOOR - 560H 440W | 11
TH78208X473 | MS | RELAY DOOR - 800W 860H | 11
TH78208X474 | MS | ACB DOOR - 600W 540H | 11
TH78208X475 | MS | DOOR C-COMP - 600W 640H | 11
TH78208X476 | MS | RELAY DOOR - 300W 600H | 11
TH78208X477 | MS | RELAY DOOR - 600W 540H | 11
TH78208X479 | MS | DOOR C-COMP - 600W 640H | 11
TH78208X480 | MS | RELAY DOOR - 600W 600H | 11
TH78208X481 | MS | RELAY DOOR - 600W 560H | 11
TH78208X482 | MS | RELAY DOOR - 300W 560H | 11
TH78208X484 | MS | RELAY DOOR - 800W 860H | 11
TH78208X485 | MS | RELAY DOOR - 300W 600H | 11
TH78208X486 | MS | RELAY DOOR - 300W 560H | 11
TH78208X487 | MS | RELAY DOOR - 300W 560H | 11
TH78208X489 | MS | DOOR C-COMP - 600W 640H | 11
TH78208X490 | MS | RELAY DOOR - 300W 600H | 11
TH78208X496 | MS | SPLIT VT DOOR - 300W 560H | 11
TH78208X497 | MS | RELAY DOOR - 300W 560H | 11
TH78208X600 | MS | C - COMP DOOR 600W 640H | 11
TH79031X460 | MS | A COMP PARTITION EXTRA HBB SUPPORT | 11
TH79031X660 | MS | A COMP PARTITION EXTRA HBB SUPPORT | 11
TH79032P3XX | MS | REAR BUSBAR SHIELD - 600 W 1000 W | 11
TH90314B81R | MS | NON STD HOOD ASSEMBLY REAR | 11
TH91157XX1XT16 | MS | SPLIT DOOR- REAR- 2400H -310 BBC | 11
TH91158XXX2T16 | MS | REAR SPLIT DOOR- 2400H - 310 BBC | 11
CA41027XXXX | Link | SPACER FOR DRPR CONNECTION | #N/A
CA41533XXXXGF | Link | CONNECTOR SPACER | #N/A
CA41538XXX1 | Link | DRPR TO BUS L LINK 3000A CU BUS OMEGA | #N/A
CA41654XXXX | Link | RISER SPACER 4000A BC_OM | #N/A
CA41687UY14TF | Link | PCC HZ. EARTH BAR-CU-600, 800, 300 | #N/A
CA41687UY24TF | Link | PCC HZ. EARTH BAR-CU-600, 300, 600 - TIN | #N/A
CA41687UY63TF | Link | PCC HZ. EARTH BAR-CU-800, 440 - TIN | #N/A
CA41687UY69TF | Link | PCC HZ. EARTH BAR-CU-440, 800 - TIN | #N/A
CA41687UY80TF | Link | PCC HZ. EARTH BAR-CU-600 - TIN | #N/A
CA42863XXX1GF | Link | ACB TOP ADAPTER 1 4000A CU | #N/A
CA42863XXX2GF | Link | ACB TOP ADAPTER 2 4000A CU | #N/A
CA42864XXX1GF | Link | ACB TOP ADAPTER 3 4000A CU | #N/A
CA42864XXX2GF | Link | ACB TOP ADAPTER 4 4000A CU | #N/A
CA43279XXXXGP | Link | STRAIGHT CONNECTOR | #N/A
CA43426XXB1GP | Link | MINIBUS B | #N/A
CA43426XXR1GP | Link | MINIBUS | #N/A
CA43426XXY1GP | Link | MINIBUS | #N/A
CA43900XXX1GP | Link | CONNECTER ADAPTER 1 | #N/A
CA43900XXX2GP | Link | CONNECTOR ADAPTOR | #N/A
CA43900XXX3GP | Link | CONNECTER ADAPTER 1 | #N/A
CA43901XXX1GP | Link | CONNECTOR ADAPTOR 2 | #N/A
CA43901XXX2GP | Link | CONNECTER ADAPTER 2 | #N/A
CA43901XXX3GP | Link | CONNECTER ADAPTER 2 | #N/A
CA43902XXXXGP | Link | VERTICAL LINK CU 4000A | #N/A
CA43903XXX1GF | Link | CONNECTER ADAPTER 3 | #N/A
CA43903XXX1GP | Link | CONNECTER ADAPTER 3 | #N/A
CA43903XXX2GF | Link | CONNECTER ADAPTER 3 | #N/A
CA43903XXX2GP | Link | CONNECTER ADAPTER 3 | #N/A
CA43904XXX1GF | Link | CONNECTER ADAPTER 4 | #N/A
CA43904XXX1GP | Link | CONNECTER ADAPTER 4 | #N/A
CA43904XXX2GF | Link | CONNECTER ADAPTER 4 | #N/A
CA43904XXX2GP | Link | CONNECTER ADAPTER 4 | #N/A
CA43905XXB2GP | Link | DIRECT LINK CU 4000A DDIL | #N/A
CA43905XXB3GP | Link | DIRECT LINK CU 4000A DDIL B | #N/A
CA43905XXB4GP | Link | DIRECT LINK CU 4000A DDIL B | #N/A
CA43905XXY2GP | Link | DIRECT LINK CU 4000A DDIL B | #N/A
CA43905XXY3GP | Link | DIRECT LINK CU 4000A DDIL Y | #N/A
CA43905XXY4GP | Link | DIRECT LINK CU 4000A DDIL | #N/A
CA43930XXX1GF | Link | BOTTOM ADAPTERS AT BRKR 1 | #N/A
CA43930XXX2GF | Link | BOTTOM ADAPTERS AT BRKR 1 | #N/A
CA43931XXX1GF | Link | BOTTOM ADAPTERS AT BRKR 3 | #N/A
CA43931XXX2GF | Link | BOTTOM ADAPTERS AT BRKR4 | #N/A
CA44004B140 | Link | BUSBAR - 10 X 100 CU - 1400L BC | #N/A
CA44004G030 | Link | BUSBAR - 10 X 100 CU - 300L | #N/A
CA44004G124 | Link | BUSBAR - 10 X 100 CU - 1240L | #N/A
CA44004G150 | Link | BUSBAR - 10 X 100 CU - 1500L | #N/A
CA45375XXX1GP | Link | OUTGOING LINK 4000A | #N/A
CA45376XXX1GP | Link | DUCT LINK 4000A | #N/A
CA45376XXX2GP | Link | DUCT LINK 4000A | #N/A
CA45376XXX3 | Link | DUCT LINK 4000A | #N/A
CA45377XXX1 | Link | NEUTRAL DIRECT LINK 4000A | #N/A
CA45377XXX3 | Link | NEUTRAL DIRECT LINK 4000A | #N/A
CA45377XXX4 | Link | NEUTRAL DIRECT LINK 4000A | #N/A
CA45380XXX1 | Link | NEUTRAL DIRECT LINK 4000A | #N/A
CA45380XXX2 | Link | NEUTRAL DIRECT LINK 4000A | #N/A
CA45380XXX3 | Link | NEUTRAL DIRECT LINK 4000A | #N/A
CA45381XXX1 | Link | NEUTRAL OG LINK 4000A | #N/A
CA45381XXX2 | Link | NEUTRAL OG LINK 4000A | #N/A
CA45381XXX3 | Link | NEUTRAL OG LINK 4000A | #N/A
CA45384XXB1GP | Link | RISER B/C 4000A DDIL | #N/A
CA45384XXB2GP | Link | RISER B/C 4000A DDIL | #N/A
CA45384XXB3GP | Link | RISER B/C 4000A DDIL | #N/A
CA45384XXB4GP | Link | RISER B/C 4000A DDIL | #N/A
CA45384XXB5GP | Link | RISER B/C 4000A DDIL | #N/A
CA45384XXR1GP | Link | RISER B/C 4000A DDIL | #N/A
CA45384XXR2GP | Link | RISER B/C 4000A DDIL | #N/A
CA45384XXR3GP | Link | RISER B/C 4000A DDIL | #N/A
CA45384XXR4GP | Link | RISER B/C 4000A DDIL | #N/A
CA45385XXB1GP | Link | RISER B/C 4000A DDIL | #N/A
CA45385XXR1GP | Link | RISER B/C 4000A DDIL | #N/A
CA45385XXR2GP | Link | RISER B/C 4000A DDIL | #N/A
CA45386XXX1GP | Link | FR3 4000A DDIL BC ADAPTOR | #N/A
CA45386XXX2GP | Link | FR3 4000A DDIL BC ADAPTOR | #N/A
CA45386XXX3GP | Link | FR3 4000A DDIL BC ADAPTOR | #N/A
CA45386XXX4GP | Link | FR3 4000A DDIL BC ADAPTOR | #N/A
CA45386XXX5GP | Link | FR3 4000A DDIL BC ADAPTOR | #N/A
CA45386XXX6GP | Link | FR3 4000A DDIL BC ADAPTOR | #N/A
CA45387XXY1GP | Link | FR3 4000A DDIL BC RISER | #N/A
CA45387XXY2GP | Link | FR3 4000A DDIL BC RISER | #N/A
CA45387XXY3GP | Link | FR3 4000A DDIL BC RISER | #N/A
CA45387XXY4GP | Link | FR3 4000A DDIL BC RISER | #N/A
CA45388XXY1GP | Link | FR3 4000A DDIL BC RISER | #N/A
CA45388XXY2GP | Link | FR3 4000A DDIL BC RISER | #N/A
CA45472XXB1 | Link | DIRECT LINK FR1-2K 2TIER | #N/A
CA45472XXR1 | Link | DIRECT LINK FR1-2K 2TIER | #N/A
CA45472XXY1 | Link | DIRECT LINK FR1-2K 2TIER | #N/A
CA45473XXB3 | Link | DIRECT LINK FR1-2K 2TIER | #N/A
CA45473XXR3 | Link | DIRECT LINK FR1-2K 2TIER | #N/A
CA45473XXY3 | Link | DIRECT LINK FR1-2K 2TIER | #N/A
CA45480XXXX | Link | DROPPER 2 TIER DDIL 3P+100N | #N/A
CA45481XXXX | Link | DROPPER SPACER | #N/A
CA45658HHA1GP | Link | DROPPER BC 4000A DDIL-CU | #N/A
CA45658HHB1GP | Link | DROPPER BC 4000A DDIL-CU | #N/A
CA45658HHC1GP | Link | DROPPER BC 4000A DDIL-CU | #N/A
CA45658HHE1GP | Link | DROPPER BC 4000A DDIL-CU | #N/A
CA45658HHF1GP | Link | DROPPER BC 4000A DDIL-CU | #N/A
CA45658HHG1GP | Link | DROPPER BC 4000A DDIL-CU | #N/A
CA45658XXN1 | Link | DROPPER BC 4000A DDIL-CU | #N/A
CA45658XXN2 | Link | DROPPER BC 4000A DDIL-CU | #N/A
CA45743XXXX | Link | FISH PLATE - 4000A - N | #N/A
CA45744AHHA | Link | 4000 A-BC-ISO N-HBB CONNECTING LINK | #N/A
CA45744AHHB | Link | NEUTRAL BC DIRECT LINK | #N/A
CA45744AHHC | Link | NEUTRAL DIRECT LINK | #N/A
CA45745XXXX | Link | SPACER | #N/A
CA45756GHH1 | Link | 4000 A CU ISO N MINIBUS | #N/A
CA45756GHH2 | Link | 4000 A CU ISO N MINIBUS | #N/A
CA45756GHH3 | Link | 4000 A CU ISO N MINIBUS | #N/A
TH37473XXB1 | Link | RISER LINK Y &amp; B | #N/A
TH37473XXB2 | Link | RISER LINK Y &amp; B | #N/A
TH37473XXY1 | Link | RISER LINK Y &amp; B | #N/A
TH37473XXY2 | Link | RISER LINK Y &amp; B | #N/A
TH37474XXB1 | Link | BTM TIER TO DPR LINK CU | #N/A
TH37474XXB5 | Link | BTM TIER TO DPR LINK CU | #N/A
TH37474XXY1 | Link | BTM TIER TO DPR LINK CU | #N/A
TH37474XXY5 | Link | BTM TIER TO DPR LINK CU | #N/A
TH37475XXR1 | Link | BTM TIER TO DPR LINK-2 | #N/A
TH37475XXR5 | Link | BTM TIER TO DPR LINK-2 | #N/A
TH42518XXX1 | Link | NEUTRAL CONNECTING LINK | #N/A
TH42518XXX5 | Link | NEUTRAL CONNECTING LINK | #N/A
TH42519XXX1 | Link | N LINK | #N/A
TH44996FHD1 | Link | COPPER 4000 A DUCT LINK-NEUTRAL | #N/A
TH44996FHD2 | Link | COPPER 4000 A DUCT LINK-NEUTRAL | #N/A
TH44996FHD3 | Link | COPPER 4000 A DUCT LINK-NEUTRAL | #N/A
TH48020XXX1 | Link | OG LINK 2K- 1 TIER | #N/A
TH48020XXX2 | Link | OG LINK 2K- 1 TIER | #N/A
TH48020XXX3 | Link | OG LINK 2K- 1 TIER | #N/A
TH48021XXM1 | Link | FR1-2 TIER - OG LINK | #N/A
TH48021XXM2 | Link | FR1-2 TIER - OG LINK | #N/A
TH48021XXM3 | Link | FR1-2 TIER - OG LINK | #N/A
TH48021XXX1 | Link | FR1-2 TIER - OG LINK | #N/A
TH48021XXX2 | Link | FR1-2 TIER - OG LINK | #N/A
TH48021XXX3 | Link | FR1-2 TIER - OG LINK | #N/A
TH48022XXX1 | Link | NEUTRAL ISOLATION LINK | #N/A
TH48022XXX2 | Link | NEUTRAL ISOLATION LINK | #N/A
TH48023XXX1 | Link | NEUTRAL OG LINK | #N/A
TH48024XXXX | Link | N DROPPER 2 TIER DDIL 3PN | #N/A
TH48025XXX1 | Link | NEUTRAL OG LINK | #N/A
CA61046XXXX | PR | PULTRUDED SUPPORT RISERS 4000A CU BC_OM | 40
CA61055XXXX | PR | PULTRUDED SPRT FOR RISER 4000A CU_OM | 40
CA61092XXXX | PR | PULTRUDED SUPPPORT FOR 3P CU | 40
CA61651XXXX | PR | PULTRUDED SUPPORT FOR NEUTRAL ADAPTER | 40
CA61652XXXX | PR | PULTRUDED SUPPORT FOR DIRECT LINK | 40
CA61653XXXX | PR | PULTRUDED SUPPORT FOR CONNECTOR LINK | 40
CA61671XXXX | PR | Reserved by DE1_THUNDER | 40
CA61681XXXX | PR | PULTRUDED SUPPORT 2 | 40
CA61736XXXX | PR | FR1 PULTRUDED SUPPORT | 40
CA61737XXXX | PR | DPR EXTRA SUPPORT 2TIER | #N/A
CA61738XXXX | PR | DPR EXTRA SUPPORT RHS | #N/A
CA71571XXXX | PR | NUT PLATE 165mm LINK | #N/A
CA71572XXXX | PR | PRESSURE PLATE 165mm LINK | #N/A
CA71896XXXX | PR | NUT PLATE FOR 150MM LINK_OM | #N/A
CA71897XXXX | PR | PRESSURE PLATE FOR 150MM LINK_OM | #N/A
CA72913XXXX | PR | METAL SUPPORT | #N/A
CA72929XXXX | PR | CHNL OG LINK FR3 4000A CU IC | #N/A
CA73100XXXX | PR | METAL GRIP 30 | #N/A
CA75203XXXX | PR | METAL SUPPORT | #N/A
CA75205XXXX | PR | MINIBUS SPRT CHANNEL FR3 BC DDIL | #N/A
CA75206XXXX | PR | MINIBUS SPRT CHANNEL FR3 BC DDIL | #N/A
CA75943XXX1 | PR | MINIBUS SPRT CHANNEL FR3 DDIL | #N/A
TH51131XXXX | PR | PULTRUDED SUPPORT | 40
XT00146XXXH | PR | ALU. STUD - 184.3 mm | 61
BB40160C | MCB | MCB 10kA FP C-curve 16A | 53
CA54055XXXX | PR | DOOR ALIGNMENT BUSH | #N/A
CA70160QX8X | MS | A-COMP SHROUD-Z TYPE-TOP | 11
CA71056D3XX | MS | C-COMP BASE PLATE | 11
CA71874B4BR | MS | CANOPY 440W REAR 1260 | 11
CA71874B4XF | MS | CANOPY 440W FRONT | 11
CA71874B6BR | MS | CANOPY 600W REAR 1260 | 11
CA71874B6XF | MS | CANOPY 600W FRONT | 11
CA75932XXXX | MS | CLAMP OG LINK 4000A CU | 11
CA91499B4BR | MS | FRAME ASSEMBLY REAR 440W X 1260D | 11
CA91499B6BR | MS | REAR FRAME ASSY 600W X 1260D | 11
CA91502B3BR | MS | HOOD ASSEMBLY REAR 1260D 10/0 | 11
CA91502B8BR | MS | HOOD ASSEMBLY REAR 1260 | 11
CA91503B41F | MS | FRAME ASSY FRONT 300W X 1000D | 11
CA91503B61F | MS | 600W, 1260D Front Frame Asm | 11
CA91504B31F | MS | HOOD ASSEMBLY REAR 1260 | 11
CA91504B81F | MS | HOOD ASSEMBLY FRONT 1000 | 11
CA91684XXXX | MS | C CHANNEL ASSY - 800W REAR | 11
CA91854B32F | MS | TOP PLATE WITH MESH WELDING ASSY 1000D & | 11
CA91854B32X | MS | TOP PLATE WITH MESH WELDING ASSY 1000D & | 11
CA91854B42F | MS | TOP PLATE WITH MESH WELDING ASSY 1000D & | 11
CA91854B42X | MS | TOP PLATE WITH MESH WELDING ASSY 1000D & | 11
CA91854B62F | MS | TOP PLATE WITH MESH WELDING ASSY 1000D & | 11
CA91854B62X | MS | TOP PLATE WITH MESH WELDING ASSY 1000D & | 11
CA93021T332 | MS | LOUVER DOOR-MOULDED LOUVER | 11
CA93021T432 | MS | LOUVER DOOR-MOULDED LOUVER | 11
GISF03957PX8 | PKG | TS: GI CAP PLY D 1304 W 1700 H 2400 | 20
GISH03957PAA | PKG | TS: GI CAP PLY PKG D 1304 W 1240 H 2400 | 20
GISH03957PY3 | PKG | TS: GI CAP PLY PKG D 1304 W 600 H 2400 | 20
GISH03957PZ1 | PKG | TS: GI CAP PLY PKG D 1304 W 1500 H 2400 | 20
SF03957PX8 | PKG | TS: PLY D 1304 W 1700 H 2400 | 20
SH03957PAA | PKG | TS: PLY PKG D 1304 W 1240 H 2400 | 20
SH03957PY3 | PKG | TS: PLY PKG D 1304 W 600 H 2400 | 20
SH03957PZ1 | PKG | TS: PLY PKG D 1304 W 1500 H 2400 | 20
SPE0117801969 | CT VT | 4000A/1A,15VA,CL1,RESIN CAST (CLASS-E) | 60
SPE0117802858 | CT VT | 400A/1A,15VA,CL1,RESIN CAST (CLASS-E) | 60
SPE0117802897 | CT VT | 4000A/1A,15VA,CL1,RESIN CAST (CLASS-E) | 60
SPE0123800953 | CT VT | 4000A/1A,7.5VA,5P20 CT | 60
SPE0123801157 | CT VT | 800A/1A,7.5VA,5P20 CT | 60
SPE0123801319 | CT VT | 1250A/1A,7.5VA,5P20 CT | 60
SPE0123801499 | CT VT | 200A/1A,7.5VA,5P20 CT | 60
SPE0123801938 | CT VT | 4000A/1A,7.5VA,5P20 CT | 60
SPE0159300006 | Terminal | ELMEX END PLATE ES4 | 61
SPE0191500033 | Relay | P8NCH2J,220V DC,4N/O+3N/C | 60
SPE0198000002 | COMMUNICATION | BELDEN CAT5E F/UTP INDUSTRIAL PAIR CA YJ | 60
SPE0293500209 | Sel Sw | SALZER D-DC STD,16A,4P,4POS SWITCH | 60
SPE0293500539 | Sel Sw | SALZER D-DC STD,16A,3P,4POS SWITCH | 60
SPE0293501494 | Sel Sw | SALZER D-DC STD,16A,6P,4POS SWITCH | 60
SPE0301400024 | Sel Sw | SWITRON BREAKER CONTROL SWITCH | 60
SPE0341400037 | Relay | 7SJ66 RELAY- 7SJ6631-6EB90-1FA4-L0R | 60
SPE0341400044 | Relay | 7SJ66 RELAY- 7SJ6611-6EB90-1FA0-L0R | 60
SPE0341400051 | Relay | 7SJ66 RELAY- 7SJ6622-6EB90-1HF4-L0R | 60
SPE0341400052 | Relay | 7SJ66 RELAY- 7SJ6611-6EB90-1FE4-L0R | 60
SPE0341400053 | Relay | 7SJ66 RELAY- 7SJ6621-6EB90-1FE4-L0R | 60
SPE0356000198 | COMMUNICATION | IVEONET PATCHCORD:IFPC-SC-SC-OS1-DX-01 | 60
SPE0496600001 | Relay | SIEMENS POWER QUALITY RECORDER-7KG9711-0 | 60
SYNS083HR | Vendor | HARNESS | #N/A
SYNS083TS | Vendor | PART ASSEMBLED SWITCHBOARD | #N/A
TH00070XXXX | PKG | RATCHET COMBINATION WRNCH-YATO: YT-0197 | 20
TH00148XXXX | MS | T-ERA TOOL KIT BOX | 11
TH37260XXXX | MS | ETHERNET SWITCHMOUNTING BKT - FRONT LHS | 11
TH37261XXX1 | MS | ETHERNET SWITCHMOUNTING BKT | 11
TH37262XXXX | MS | ETHERNET MOUNTING BKT | 11
TH37298X600 | MS | ETHERNET SW TOP ENCLOSURE | 11
TH37299XXX3 | MS | ETHERNET REAR SIDE ENCLOSURE | 11
TH37300XPLN | MS | ETHERNET BOTTOM ENCLOSURE | 11
TH38298XX10 | MS | ETHERNET BARRIER BTM | 11
TH38912T632T16 | MS | T-ERA TOP DOOR | 11
TH79032P6XS | MS | REAR BUSBAR SHIELD - 600 W 1260 W | 11
UW112SXBA200018652 | ACB | OMEGA FR1 1250A S 3P EBR | 51
UW112SXC0000018653 | ACB | OMEGA FR1 1250A S 3PCR | 51
UW350HXBA200018654 | ACB | OMEGA FR3 5000A H 3P EBR | 51
UW350HXC0000018655 | ACB | OMEGA FR3 5000A H 3PCR | 51
WL442011OOOO | ACB | MFM 4420 LED meter Cl 1 with RS485 | 51
CA72611XXX1 | MS | TOP REAR IC SHROUD-FR1 4P-OMEGA-1000D | 11
CA75600XXXX | MS | FR1-TPN-OG-2T-TOP CLAMP | 11
CA77607XXXX | MS | TOP TRAY | 11
CA78891XXXX | MS | REAR FIXING-DF | 11
CA78892XXX3 | MS | LOWER RATING SHROUD-100A | 11
CA78907XXXX | MS | BRACKET FOR TOP FEEDER-DF | 11
CA78908XXX2 | MS | VACANT SHROUD-FRONT | 11
CA78908XXX3 | MS | VACANT SHROUD-FRONT | 11
CA78908XXX6 | MS | VACANT SHROUD-FRONT | 11
CA78910XXX2 | MS | MOULDED CASE-FORM4B SHROUD | 11
CA78910XXX3 | MS | MOULDED CASE-FORM4B SHROUD | 11
CA78914XXXX | MS | DIN RAIL HOLDER | 11
CA78916XXXX | MS | SLIDING SHROUD-LHS-MC-BRASS | 11
CA78935XXX1 | MS | TOP SHROUD-TYPE-1 ADAPTOR FEEDER | 11
CA78936XXXX | MS | BOTTOM SHROUD-TYPE-1 ADAPTOR FEEDER | 11
CA78937XXXX | MS | GUTKA SUPPORT | 11
CA78938XX3P | MS | TYPE -1: SPLIT GLAND PLATE | 11
CA78938XX4P | MS | TYPE -1: SPLIT GLAND PLATE | 11
CA78940XXXX | MS | BOTTOM-TRAY REAR FIXING | 11
CA96808XXX3T16 | MS | CBC FRONT DOOR ASSEMBLY(900X1100) | 11
CA97376XXX3T16 | MS | BUSBAR ZONE DOOR ASSY-80 PITCH-IP54 | 11
CA98053XXXX | MS | FIXED SHROUD STUD ASSY | 11
TH32241X320 | MS | BASE PLATE-FRONT | 11
TH32241X400 | MS | DZ2 400FW FRONT BASEPLATE | 11
TH32242X400 | MS | DZ2 REAR BASEPALTE - 400F | 11
TH36415XX6X | MS | MTB TOP PLATE - 1 | 11
TH36416XX6X | MS | MTB PANEL REAR BASE PLATE | 11
TH36417XXX6 | MS | MTB PANEL REAR STRIP | 11
TH71444XX9X | MS | MTB PANEL - REAR TOP MS SHROUD | 11
TH71445XX9X | MS | MTB PANEL REAR BASE PLATE | 11
TH71446XX9X | MS | REAR HBB SHEILD BOTTOM - DDNIL SYSTEM | 11
TH71447XXXX | MS | AUXBUS BARRIER - TCE - SF | 11
TH72046XSTD | MS | CONTROL PLATE BLANK | 11
TH72185XXX1 | MS | FIXED BASE PLATE FOR AUX COMP | 11
TH72186XXXX | MS | BRACKET FOR FIXED BASE PLATE | 11
TH73335XXX1 | MS | DZ2 DOOR ASSY - STD CTRL PLT-320F | 11
TH73335XXX5 | MS | DZ2 DOOR ASSY - NON STD CTRL PLT - 400F | 11
TH75001X517 | MS | CONTROL PLATE | 11
TH75001X534 | MS | CONTROL PLATE | 11
TH75001X540 | MS | CONTROL PLATE | 11
TH78208X573 | MS | METERING DOOR - 600W 320H | 11
TH78208X574 | MS | ACB DOOR - 600W 540H | 11
TH78208X575 | MS | RELAY DOOR - 600W 860H | 11
CA43294USXXTF | Link | VEB 2400 HEIGHT-310 BC 5X25 CU | #N/A
CA43416UXX6TF | Link | PCC-MCC DF 1100D HEB FISHPLATE | #N/A
CA46077BDXCTF | Link | CONNECTING LINK - DF - CU TIN PLATED | #N/A
CA46293SDXCTF | Link | CBC SIDE HORZ.EARTHBAR-DF_LINK TER | #N/A
CA46295SDXCTF | Link | VEB CONNECTING LINK- DF-CU TIN PLT | #N/A
CA47305XXX1TF | Link | 900 X 1100 HORIZONTAL EARTHBAR 80 PITCH | #N/A
CA47307XXX1TF | Link | 900x1100 HEB MCC MCC COUP_LINK-RHS | #N/A
CA47368XXX3TF | Link | 900x1100 HEB MCC MCC COUP_LINK-RHS | #N/A
CA47849XXX1 | Link | TYPE-I ADAPTOR LINK | #N/A
CA47849XXX2 | Link | TYPE-I ADAPTOR LINK | #N/A
CA47850XXX1 | Link | TYPE-I ADAPTOR LINK-B-PHASE | #N/A
CA47850XXX2 | Link | TYPE-I ADAPTOR LINK-B-PHASE | #N/A
CA47851XXXX | Link | TYPE-I ADAPTOR Y-PHASE LINK-VERTICAL | #N/A
CA77616XXX2 | PR | DUMMY SAFE_SHUTTER BKT B/W DRP-80P-Cu-TO | #N/A
CA78917XXXX | PR | MOULDED CASE TERMINATION-GLAND PLATE | #N/A
CA78939XXXX | PR | TYPE-I : POLYCARBONATE SHEET | #N/A
ALSF03956PK6 | PKG | TX160: AL PLY D 1144 W 1800 H 2400 | 20
ALSH03957PU1 | PKG | TS: AL FOIL PLY PKG D 1144 W 600 H 2400 | 20
BG406310 | MCB | RCCB 63A,4P,0.1A - Finished | 53
CA64054XXXX | PKG | Socket | 20
CA64059XXXX | PKG | M12 Ratchet | 20
CA91817B62X | MS | TOP PLATE WITH FLAP ASSEMBLY 1100D | 11
CA91817B66X | MS | TOP PLATE WITH FLAP ASSEMBLY 1100D | 11
CA97442XX9X | MS | TOP PLATE FLAP ASSY 900X1100 | 11
CS94596OOOO | MO | MO TOP MOUNTED ADD-ON- (2NO+2NC) | 53
DZ2T0160HXF1AOOOO | DZ | MCCB dsine DZ2-160H 160A 3P 80kA iTRP1 | 52
GISF03956PK6 | PKG | TX160: GI CAP PLY D 1144 W 1800 H 2400 | 20
GISH03957PU1 | PKG | TS: GI CAP PLY PKG D 1144 W 600 H 2400 | 20
SF03956PK6 | PKG | TX160: PLY D 1144 W 1800 H 2400 | 20
SH03957PU1 | PKG | TS: PLY PKG D 1144 W 600 H 2400 | 20
SPE0005800251 | Meter | AMMETER RISHAB,0-160A,CLASS 1 | 60
SPE0117800010 | CT VT | 160A/1A,7.5VA,CL1,RESIN CAST | 60
SPE0293501523 | Sel Sw | SALZER S-AC STD,16A,2P,4POS SWITCH | 60
ST52225XXXX | MS | BRACKET FOR TOP FEEDER-DF-TYPE-2 | 11
SYNT126TS | Vendor | PART ASSEMBLED SWITCHBOARD | #N/A
SYNT126TX | Vendor | PART ASSEMBLED SWITCHBOARD | #N/A
SYNT126TXMO1 | Vendor | GENERIC FEEDER | #N/A
SYNT126TXMO2 | Vendor | MODULE | #N/A
TH91624XXV8 | IC OG Contact | Power terminals 63A Outgoing-TPN | 71
TH91624XXX7 | IC OG Contact | 63A - MODULE IC - TPN | 71
TH91625XXK9 | IC OG Contact | 100A-BRASS-35-TPN | 71
TH91626XB19 | IC OG Contact | 125A-BRASS-EXTN-95-TPN-1R | 71
UW112SXBA100018656 | ACB | OMEGA FR1 1250A S 3P MBR | 51
UW112SXC0000018657 | ACB | OMEGA FR1 1250A S 3PCR | 51
CA70140XXXX | MS | MINIBUS SUPPORTING CHANNEL-BOT-800W | 11
CA70141AX8X | MS | WIDTHWISE SUPPORTING CHANNEL-FR2 800W | 11
CA72011X632 | MS | VERTICAL BASEPLATE FOR BC | 11
CA72177A411 | MS | Rear Bottom plate | 11
CA72177A611 | MS | BOTTOM PLATE -REAR AL IC | 11
CA72271XXX5 | MS | PARTITION SUPPORTING BRACKET-2 | 11
CA72392XXX2 | MS | FRONT SHROUD TOP -DN3 | 11
CA72995B42X | MS | REAR TOP PLATE-1100D-440W-MS1.6 | 11
CA72995B46X | MS | FRONT TOP PLATE-1100D-440W-MS1.6 | 11
CA73227QXX1 | MS | Bottom og vert. partition-440w WITH SLOT | 11
CA73254XXXX | MS | SUPPORTING CHANNEL-BC | 11
CA73306XXXX | MS | SHROUD FIXING CHANNEL 1-FR1 | 11
CA73319QX80 | MS | C-COMP-SLOTTED IC BARRIER-800W | 11
CA73671QXX4 | MS | FRONT BARRIER | 11
CA73804XXX1 | MS | ACB LHS Mounting Plate FR23 | 11
CA73908QXX4 | MS | TOP OG SHROUD DL-1100D | 11
CA73974QD11 | MS | MS RISER PRT BOT-BC-CU-FR1-1000D | 11
CA73974QX11 | MS | MS RISER PRT BOT-BC-CU-FR1-1000D | 11
CA73974QY11 | MS | MS RISER PRT BOT-BC-CU-FR1-1000D | 11
CA74003A653 | MS | ROLL FORMING CHANNEL-660D - 653 MM | 11
CA74051F8XX | MS | AUX BUS BASE PLATE VERTICAL | 11
CA74128XXXX | MS | TOP OG LINK END SUPPORT | 11
CA74132XXXX | MS | BOTTTOM CHANNEL | 11
CA74133XXXX | MS | TOP OG LINK SUPPORT | 11
CA74269EL31 | MS | TOP BB DUCT LHS PARTITION-DDIL | 11
CA74270ER31 | MS | TOP BB DUCT RHS PARTITION-DDIL | 11
CA74300AXX1 | MS | SHROUD FIXING CHANNEL | 11
CA74352AX8X | MS | EXTRA SUPPORT MOUNTING PLATE-800 W | 11
CA75015XXX1 | MS | FR2-BC-DR-HZ-SUPPORT-300W | 11
CA75025XXXX | MS | OG SUPPORTING BRACKET | 11
CA75692X800 | MS | CLAMP CHANEEl FOR DIRECT LINK | 11
CA75692Y800 | MS | CLAMP CHANEEl FOR DIRECT LINK | 11
CA75695X800 | MS | OG SUPPORTING CHANEL FR2 4P | 11
CA75695Y800 | MS | OG SUPPORTING CHANEL FR2 4P | 11
CA75697YXX1 | MS | OG LINK SUPPORTING CHANNEL(REAR) | 11
CA75864XXXX | MS | FR-RHS-JT SHROUD-MCCB-4P | 11
CA76062FDFX | MS | SIDE BASE PLATE RHS 560F | 11
CA76941XXXX | MS | OG LINK BRACKET | 11
CA77176XXXX | MS | 400F 400 A O/G REAR BASE PLATE | 11
CA77631XX13 | MS | FORM 4B BARRIER_FRONT | 11
CA77631XX16 | MS | FORM 4B BARRIER_FRONT | 11
CA78387XXXX | MS | MCCB DOL 110/160 KW SUPPORT PLATE | 11
CA78388XXXX | MS | OUTGOING SUPPORT | 11
CA78400XXXX | MS | SUPPORT 2 | 11
CA78401XXXX | MS | RHS SIDEPLATE 640F | 11
CA78414XXX2 | MS | FORMB 4B FRONT BARRIER 560H | 11
CA78435XXX7 | MS | REAR SHROUD-SF | 11
CA78436XXX7 | MS | TOP FEEDER REAR SHROUD-SF | 11
CA78440XXX7 | MS | MCCB TOP PLATE-SCPD INTLOCK-VERTICAL | 11
CA78479XXX2 | MS | FORM 4B BARRIER_REAR-80 PITCH | 11
CA78480XXX1 | MS | TOP COVER-DF | 11
CA91124XXXX | MS | 440mm width ACB DOOR ASSY | 11
CA91184C811 | MS | REAR BASEPLATE ASSEM - LHS (LOUVERED) | 11
CA91185C811 | MS | REAR BASEPLATE ASSEM - RHS (LOUVERED) | 11
CA91512XXXX | MS | TOP FRAME ASSEMBLY-1100D-440W | 11
CA91518XXXX | MS | BOTTOM FRAME ASSEMBLY-1100D-440W | 11
CA91526B6XX | MS | FRONT HOOD FRAME ASSEMBLY-1100D-600W | 11
CA91527B8XXF | MS | HOOD ASSEMBLY FRONT 1100D-800W-UNF | 11
CA91949XXXX | MS | WELDED BASE PLATE ASM DN3-4P DIRECT | 11
CA93027G6F2 | MS | R DOOR - MOULDEDLOUVER-600WX2400X310-FR2 | 11
CA93027G8F2 | MS | R DOOR - MOULDEDLOUVER-800WX2400X310-FR2 | 11
CA96841XX9X | MS | HOOD ASSEMBLY-900x1100 | 11
CA97156XX27 | MS | DOOR_MCCB_SCPD CUT OUT | 11
CA97161XXX6 | MS | 640F ROM DOOR | 11
CF74013 | MS | BRACKET | 11
ST52145XXXX | MS | VERTICAL LINK SUPPORT | 11
ST52150XXXX | MS | PULT SUPPORT ARRESTING BKT | 11
TH32242X320 | MS | DZ2 REAR BASEPALTE - 320F | 11
TH36451X8XX | MS | TOP PLATE -REAR -1100D | 11
TH37331XXXX | MS | DN3 -HBB BELOW PARTITION-1000D | 11
TH37332QXX3 | MS | TOP OG SHROUD DL-1000D | 11
TH37333XXX2 | MS | SUPP CHANNEL -DIRECT LINK FEEDER | 11
TH37690XXX2 | MS | FIXING BKT | 11
TH37887XX10 | MS | OG LINK SUPPORTING BKT-FR1-4P | 11
TH38861XXXX | MS | FRONT SHROUD BOTTOM-DN3 | 11
TH38862XXXX | MS | MNX BOTTOM SHROUD | 11
TH38864XXXX | MS | MNX LHS COVERING PLATE | 11
TH38865XXXX | MS | MNX RHS COVERING PLATE | 11
TH38866XXXX | MS | TOP MOUNTING PLATE-MCCB-DN3-EOM-4P | 11
TH72239XXXX | MS | DN250 320F FRONT BASEPLATE | 11
TH72262XXXX | MS | DN3- 400A BASEPLATE 560F | 11
TH72314XXXX | MS | BASEPLATE-REAR-240H | 11
TH72315RMH2 | MS | 240H FRONT BASEPLATE | 11
TH72378XXXX | MS | MOUNTING BRACKET - FNX100 | 11
TH72590XXXX | MS | DN3_400_BASE_PLATE_ASSY | 11
TH73115XXXX | MS | 560H DOOR | 11
TH73137XXX3 | MS | SCPD HANDLE CUTOUT DOOR, 80 PITCH | 11
TH73362XXXX | MS | 24FIXED DOOR 240F | 11
TH75001X112 | MS | METALIC CONTROL PLATE | 11
TH75001X265 | MS | CONTROL PLATE | 11
TH75001X280 | MS | CONTROL PLATE | 11
TH75001X289 | MS | CONTROL PLATE | 11
TH76006X1CXT2 | MS | TOP PLATE | 11
TH76010X1CXT2 | MS | PARTITION B. C. | 11
TH76561XX80 | MS | TOP PLATE TOP DUCT | 11
TH77176X16G | MS | OG HZ SHROUD | 11
TH77428XXXX | MS | FR2_BC_SUPPORT MINI BUS | 11
TH77430XXXX | MS | FR2_BC_SUPPORT MINI BUS | 11
TH77464XX6X | MS | CABLE LINK REAR SHROUD FIXING BRAKCET | 11
TH77886PX44 | MS | HBB BELOW PARTITION-440W 1100D | 11
TH78208X458 | MS | C'-COMP DOOR 800W 860H | 11
TH78208X459 | MS | 'A'-COMP DOOR 600W 320H | 11
TH78208X460 | MS | 'C'-COMP DOOR 600W 860H | 11
TH78208X461 | MS | 'A'-COMP DOOR 440W 320H | 11
TH78208X462 | MS | 'C'-COMP DOOR 440W 740H | 11
TH78208X463 | MS | 'C'-COMP DOOR 800W 860H | 11
TH78208X464 | MS | 'A'-COMP DOOR 600W 600H | 11
TH78208X546 | MS | DN3 DOOR 600W 860H | 11
TH78208X547 | MS | RELAY DOOR 600W 320H | 11
TH78208X570 | MS | RELAY DOOR 600W 560H | 11
TH90030X1CX | MS | TOP ASSM SPACER PANEL | 11
TH90031X1CX | MS | BOTTOM ASSM SPACER PANEL | 11
TH90032AX3C | MS | VERTICAL MEMBER ASSEMBLY | 11
CA41026XXXX#GF | Link | SPACERS FOR DIRECT LINK | #N/A
CA41534XXXX#GF | Link | SPACER FOR DIRECT LINK | #N/A
CA41621EFA1GP | Link | RISER R1 | #N/A
CA41621EFA2GP | Link | RISER R2 | #N/A
CA41621EFA3GP | Link | RISER R3 | #N/A
CA41621EFA4GP | Link | RISER R4 | #N/A
CA41621EFA5GP | Link | RISER R5 | #N/A
CA41621EFA6GP | Link | RISER R6 | #N/A
CA41621EFB1GP | Link | RISER Y1 | #N/A
CA41621EFB2GP | Link | RISER Y2 | #N/A
CA41621EFB3GP | Link | RISER Y3 | #N/A
CA41621EFB4GP | Link | RISER Y4 | #N/A
CA41621EFB5GP | Link | RISER Y5 | #N/A
CA41621EFB6GP | Link | RISER Y6 | #N/A
CA41621EFC1GP | Link | RISER B1 | #N/A
CA41621EFC2GP | Link | RISER B2 | #N/A
CA41621EFC3GP | Link | RISER B3 | #N/A
CA41621EFC4GP | Link | RISER B4 | #N/A
CA41621EFC5GP | Link | RISER B5 | #N/A
CA41621EFC6GP | Link | RISER B6 | #N/A
CA41621EFD1 | Link | RISER N1 | #N/A
CA41621EFD2 | Link | RISER N2 | #N/A
CA41621EFD3 | Link | RISER N3 | #N/A
CA41621EFD4 | Link | RISER N4 | #N/A
CA41622BQA1GP | Link | DROPPER R1 | #N/A
CA41622BQA2GP | Link | DROPPER R2 | #N/A
CA41622BQB1GP | Link | DROPPER Y1 | #N/A
CA41622BQB2GP | Link | DROPPER Y2 | #N/A
CA41622BQC1GP | Link | DROPPER B1 | #N/A
CA41622BQC2GP | Link | DROPPER B2 | #N/A
CA41622BQD4 | Link | DROPPER N4 | #N/A
CA41687VY21 | Link | PCC HZ. EARTH BAR-AL-600, 440, 440 | #N/A
CA41687VY62 | Link | PCC HZ. EARTH BAR-AL-800, 600 | #N/A
CA41687VY67 | Link | PCC HZ. EARTH BAR-AL-600, 440 | #N/A
CA41687VY70 | Link | PCC HZ. EARTH BAR-AL-440, 600 | #N/A
CA41687VY79 | Link | PCC HZ. EARTH BAR-AL-800 | #N/A
CA41706VX12 | Link | EARTHBAR EXTENSION LINK | #N/A
CA41707VX12 | Link | HEB SPACER | #N/A
CA41746XXB1 | Link | FR2 MINIBUS - B PHASE | #N/A
CA41746XXN1 | Link | FR2 MINIBUS - NEUTRAL | #N/A
CA41746XXR1 | Link | FR2 MINIBUS - R PHASE | #N/A
CA41746XXY1 | Link | FR2 MINIBUS - Y PHASE | #N/A
CA41911VXX2 | Link | EARTH BAR FISH PLATE | #N/A
CA42721ALA3 | Link | FR1 DIRECT LINK-CU-OMEGA-R3-310BB-600W | #N/A
CA42721ALA4 | Link | FR1 DIRECT LINK-CU-OMEGA-R4-310BB-600W | #N/A
CA42721ALA5 | Link | FR1 DIRECT LINK-CU-OMEGA-R5-310BB-600W | #N/A
CA42721ALA6 | Link | DLINK-FR1-TOP-COPPER-OMEGA-RYB-600W | #N/A
CA42721ALB3 | Link | FR1 DIRECT LINK-CU-OMEGA-Y3-310BB-600W | #N/A
CA42721ALB4 | Link | FR1 DIRECT LINK-CU-OMEGA-Y4-310BB-600W | #N/A
CA42721ALB5 | Link | FR1 DIRECT LINK-CU-OMEGA-Y5-310BB-600W | #N/A
CA42721ALB6 | Link | DLINK-FR1-TOP-COPPER-OMEGA-RYB-600W | #N/A
CA42721ALC3 | Link | FR1 DIRECT LINK-CU-OMEGA-B3-310BB-600W | #N/A
CA42721ALC4 | Link | FR1 DIRECT LINK-CU-OMEGA-B4-310BB-600W | #N/A
CA42721ALC5 | Link | FR1 DIRECT LINK-CU-OMEGA-B5-310BB-600W | #N/A
CA42721ALC6 | Link | DLINK-FR1-TOP-COPPER-OMEGA-RYB-600W | #N/A
CA42722ALD1 | Link | FR1 DIRECT LINK-CU-OMEGA-N1-310BB-600W | #N/A
CA42722ALD2 | Link | FR1 DIRECT LINK-CU-OMEGA-N2-310BB-600W | #N/A
CA42722ALD3 | Link | FR1 DIRECT LINK-CU-OMEGA-N3-310BB-600W | #N/A
CA42723ALC1 | Link | FR1 DIRECT LINK-CU-OMEGA-B1-310BB-440W | #N/A
CA42723ALC2 | Link | FR1 DIRECT LINK-CU-OMEGA-B2-310BB-440W | #N/A
CA42723ALC3 | Link | FR1 DIRECT LINK-CU-OMEGA-B3-310BB-440W | #N/A
CA43294VXXX | Link | VEB 2400 HEIGHT-310 BC 6.35X25.4 AL | #N/A
CA43323VX24 | Link | 440W HALF VEB (6.35 X 25.4 AL) 2200_410 | #N/A
CA43323VX44 | Link | 440W HALF VEB (6.35 X 25.8 AL) 2400_410 | #N/A
CA43324VXXX | Link | ACB CRADLE -440 HT VEB LINK AL | #N/A
CA43331ALH1 | Link | Direct link-n1-cu-fr1-omege-440w-310BB | #N/A
CA43332ALD1 | Link | Neutral ic connector link 3 pn-440w N-1 | #N/A
CA43334XXXX | Link | Neutral ogonnector link-440w | #N/A
CA43380ALA3 | Link | DLINK-FR1-TOP-COPPER-OMEGA | #N/A
CA43380ALB3 | Link | DLINK-FR1-TOP-COPPER-OMEGA | #N/A
CA43416VXX3 | Link | PCC-MCC DF 1000D HEB FISHPLATE | #N/A
CA43416VXX4 | Link | PCC-MCC DF 1000D HEB FISHPLATE | #N/A
CA44003B080 | Link | BUSBAR 10X50 CU | #N/A
CA44003G080 | Link | BUSBAR - 10 X 50 CU - 800L | #N/A
CA44003G104 | Link | BUSBAR - 10 X 50 CU - 1040L | #N/A
CA44003G140 | Link | BUSBAR - 10 X 50 CU - 1400L | #N/A
CA44004B080 | Link | CU BUSBAR 10 X100 | #N/A
CA44004G080 | Link | BUSBAR - 10 X 100 CU - 800L | #N/A
CA44004G104 | Link | BUSBAR - 10 X 100 CU - 1040L | #N/A
CA44004G140 | Link | BUSBAR - 10 X 100 CU - 1400L | #N/A
CA44004G180 | Link | BUSBAR - 10 X 100 CU - 1800L | #N/A
CA45165XXT1#GP | Link | FR3-OG-TOPDUCT-LINK-1260D | #N/A
CA45321XXXX | Link | OG CONNECTING LINK 630A-4P-DN3 | #N/A
CA45329AXA1 | Link | IC LINK DN3-4P DIRECT 630A-DDNIL | #N/A
CA45329AXB1 | Link | IC LINK DN3-4P DIRECT 630A-DDNIL | #N/A
CA45329AXC1 | Link | IC LINK DN3-4P DIRECT 630A-DDNIL | #N/A
CA45329AXD1 | Link | IC LINK DN3-4P DIRECT 630A-DDNIL | #N/A
CA45803CL11 | Link | HOR DUCT LINK - 453 MM | #N/A
CA45803CL11#GP | Link | HORIZONTAL DUCT LINK - 453 MM | #N/A
CA45804CMJ1#GF | Link | OG LINK ADAPTOR RYBN | #N/A
CA45804CMJ2 | Link | OG LINK ADAPTOR RYBN | #N/A
CA45804CMJ2#GF | Link | OG LINK ADAPTOR RYBN | #N/A
CA45804CMJ3 | Link | OG LINK ADAPTOR RYBN | #N/A
CA45804CMJ3#GF | Link | OG LINK ADAPTOR RYBN | #N/A
CA45804CMJ4#GF | Link | OG LINK ADAPTOR RYBN | #N/A
CA46376XX4C | Link | VERTICAL CONNECTOR2_CU-R PH-310BB_1-80P | #N/A
CA46376XX5C | Link | VERTICAL CONNECTOR2_CU-R PH-310BB_2-80P | #N/A
CA46566XXXX | Link | DN2 4P SPREADER RY | #N/A
CA46567XXXX | Link | DN2 4P SPREADER BN | #N/A
CA46629XXX1 | Link | INCOMING LINK 1 R | #N/A
CA46629XXX2 | Link | INCOMING LINK 1 Y | #N/A
CA46629XXX3 | Link | INCOMING LINK 1 B | #N/A
CA46638XXXX | Link | OUTGOING LINK R1 | #N/A
CA46640XXXX | Link | OUTGOING LINK Y1 | #N/A
CA46642XXXX | Link | OUTGOING LINK B1 | #N/A
CA47182XXXX | Link | SPREADER R | #N/A
CA47183XXXX | Link | Spreader Y | #N/A
CA47184XXXX | Link | SPREADER B | #N/A
CA47305XXX4 | Link | 900 X 1100 HORIZONTAL EARTHBAR 80 PITCH | #N/A
CA47307XXX4 | Link | 900x1100 HEB MCC MCC COUP_LINK-RHS | #N/A
CA47332XX24 | Link | EARTH COUPLING 900 X 1100 PCC ON LHS 80P | #N/A
CA47332XXX4 | Link | EARTH COUPLING 900 X 1100 PCC ON LHS 80P | #N/A
CA47368XXX4 | Link | 900x1100 HEB MCC MCC COUP_LINK-LHS | #N/A
CA47368XXX5 | Link | 900x1100 HEB MCC MCC COUP_LINK-LHS | #N/A
CA47557XXX3 | Link | DIR_LINK-2:10x50BUS-10X50CU-NEU-1100D | #N/A
CA47557XXX4 | Link | DIR_LINK-2:10x50BUS-10X50CU-NEU-1100D | #N/A
CA47679XXX1 | Link | Neutral link | #N/A
ST51376XXX2 | Link | FISHPLATE 4000 | #N/A
ST52139YGJ1 | Link | VER CONN LINK DL TO TOP TERMINAL | #N/A
ST52139YGJ1#GP | Link | VER CONN LINK DL TO TOP TERMINAL | #N/A
ST52139YGJ2#GP | Link | VER CONN LINK DL TO TOP TERMINAL | #N/A
ST52140YGJ1 | Link | VER CONN LINK DL TO TOP TERMINAL | #N/A
ST52140YGJ1#GP | Link | VER CONN LINK DL TO TOP TERMINAL | #N/A
ST52140YGJ2#GP | Link | VER CONN LINK DL TO TOP TERMINAL | #N/A
ST52141XXXX | Link | VER CONN LINK DL TO TOP TERMINAL | #N/A
ST52141XXXX#GF | Link | VER CONN LINK DL TO TOP TERMINAL | #N/A
ST52142AGB1#GP | Link | DIRECT LINK B - L LINK FROM HBB | #N/A
ST52142AGB2#GP | Link | DIRECT LINK B - L LINK FROM HBB | #N/A
ST52142AGB3#GP | Link | DIRECT LINK B - L LINK FROM HBB | #N/A
ST52142AGB4#GP | Link | DIRECT LINK B - L LINK FROM HBB | #N/A
ST52142AGB5#GP | Link | DIRECT LINK B - L LINK FROM HBB | #N/A
ST52142AGB6#GP | Link | DIRECT LINK B - L LINK FROM HBB | #N/A
ST52142AGY1#GP | Link | DIRECT LINK Y - L LINK FROM HBB | #N/A
ST52142AGY2#GP | Link | DIRECT LINK Y - L LINK FROM HBB | #N/A
ST52142AGY3#GP | Link | DIRECT LINK Y - L LINK FROM HBB | #N/A
ST52142AGY4#GP | Link | DIRECT LINK Y - L LINK FROM HBB | #N/A
ST52142AGY5#GP | Link | DIRECT LINK Y - L LINK FROM HBB | #N/A
ST52142AGY6#GP | Link | DIRECT LINK Y - L LINK FROM HBB | #N/A
ST52143AGN1 | Link | DIRECT LINK N - L LINK FROM HBB | #N/A
ST52143AGN2 | Link | DIRECT LINK N - L LINK FROM HBB | #N/A
ST52143AGN3 | Link | DIRECT LINK N - L LINK FROM HBB | #N/A
ST52143AGR1#GP | Link | DIRECT LINK R - L LINK FROM HBB | #N/A
ST52143AGR2#GP | Link | DIRECT LINK R - L LINK FROM HBB | #N/A
ST52143AGR3#GP | Link | DIRECT LINK R - L LINK FROM HBB | #N/A
ST52143AGR4#GP | Link | DIRECT LINK R - L LINK FROM HBB | #N/A
ST52143AGR5#GP | Link | DIRECT LINK R - L LINK FROM HBB | #N/A
ST52143AGR6#GP | Link | DIRECT LINK R - L LINK FROM HBB | #N/A
ST52151EFA7GP | Link | FR2-3200 A-DDNIL-RISER-ADDL LINK | #N/A
ST52151EFB7GP | Link | FR2-3200 A-DDNIL-RISER-ADDL LINK | #N/A
ST52151EFC7GP | Link | FR2-3200 A-DDNIL-RISER-ADDL LINK | #N/A
ST52242XXXX | Link | FR2-3200A-VERTICAL-SPACER | #N/A
TH40686ZEJ5 | Link | FISHPLATE (2:10X50)_tin CU WITH 100 MM | #N/A
TH40686ZEJ5C | Link | FISHPLATE (2:10X50) CU WITH 100 MM | #N/A
TH40686ZEJ6 | Link | FISHPLATE (2:10X50)_tin CU WITH 100 MM | #N/A
TH40686ZEJ6C | Link | FISHPLATE (2:10X50) CU WITH 100 MM | #N/A
TH40766XXL2 | Link | CU OG-LINK RYB-FR1-OM-GMR-RYB | #N/A
TH40766XXL3 | Link | CU OG-LINK RYB-FR1-OM-GMR-RYB | #N/A
TH40766XXL4 | Link | CU OG-LINK RYB-FR1-OM-GMR-RYB | #N/A
TH40766XXL5 | Link | CU OG-LINK RYB-FR1-OM-GMR-RYB | #N/A
TH40766XXL6 | Link | CU OG-LINK RYB-FR1-OM-GMR-RYB | #N/A
TH40766XXL7 | Link | CU OG-LINK RYB-FR1-OM-GMR-RYB | #N/A
TH40768XXL1 | Link | CU OG-LINK RYB-FR1-OM-GMR-N | #N/A
TH40768XXL2 | Link | CU OG-LINK RYB-FR1-OM-GMR-N | #N/A
TH41317XA55 | Link | EARTH COUPLING 900 X 1260 PCC | #N/A
TH41317XAX5 | Link | EARTH COUPLING 900 X 1260 PCC | #N/A
TH41667ZC1X | Link | FISH PLATE - 5 X 165 | #N/A
TH41667ZC2X | Link | FISH PLATE - 5 X 165 | #N/A
TH42676XXX1 | Link | VERTICAL OUTGOING LINK 440W OMEGA | #N/A
TH42676XXX2 | Link | VERTICAL OUTGOING LINK 440W OMEGA | #N/A
TH42676XXX3 | Link | VERTICAL OUTGOING LINK 440W OMEGA | #N/A
TH42676XXX4 | Link | VERTICAL OUTGOING LINK 440W OMEGA | #N/A
TH42676XXX5 | Link | VERTICAL OUTGOING LINK 440W OMEGA | #N/A
TH42676XXX6 | Link | VERTICAL OUTGOING LINK 440W OMEGA | #N/A
TH42677XXX1 | Link | VERTICAL OUTGOING LINK 440W OMEGA | #N/A
TH42677XXX2 | Link | VERTICAL OUTGOING LINK 440W OMEGA | #N/A
TH42677XXX3 | Link | VERTICAL OUTGOING LINK 440W OMEGA | #N/A
TH43275XX18 | Link | OG CABLE LINK - DIRECT DN3 -630A | #N/A
TH43283XXX1 | Link | DIRECT LINK - MCCB FEEDERS | #N/A
TH43284XXXX | Link | DDNIL TAPOFF FOR DN3 DIRECT LINK - 1 | #N/A
TH45181XXX2 | Link | TERM ADAPTOR (250/400) (M12 TO M8/6) | #N/A
TH45566XXXX | Link | IC_PC_LINK MCCB | #N/A
TH45567XXXX | Link | DN3-B PHASE IC LINK | #N/A
TH45568XXXX | Link | R_SPREADER_MCCB | #N/A
TH45569XXXX | Link | INTERLINK Y | #N/A
TH45570XXXX | Link | B PHASE ADAPTER | #N/A
TH45571XXX1 | Link | INTERLINK R Y B MCCB | #N/A
TH45571XXX2 | Link | INTERLINK R Y B MCCB | #N/A
TH45571XXX3 | Link | INTERLINK R Y B MCCB | #N/A
TH45571XXX4 | Link | INTERLINK R Y B MCCB | #N/A
TH45571XXX6 | Link | INTERLINK R Y B MCCB | #N/A
TH45572XXX1 | Link | INTER-CONNECTING LINK MCCB | #N/A
TH45572XXX2 | Link | INTER-CONNECTING LINK MCCB | #N/A
TH45572XXX3 | Link | INTER-CONNECTING LINK MCCB | #N/A
TH45572XXX4 | Link | INTER-CONNECTING LINK MCCB | #N/A
TH45573XXXX | Link | B1_INTER-CON_LINK | #N/A
TH45574XXX1 | Link | INTERLINK R Y B CONTACTOR | #N/A
TH45574XXX3 | Link | INTERLINK R Y B CONTACTOR | #N/A
TH45575XXXX | Link | B1_INTER-CON_LINK | #N/A
TH45576XXX1 | Link | CONTACTOR OUTGOING | #N/A
TH45576XXX2 | Link | CONTACTOR OUTGOING | #N/A
TH45577XXX1 | Link | CONNECTING LINK | #N/A
TH45577XXX2 | Link | CONNECTING LINK | #N/A
TH45578XXXX | Link | B1_INTER-CON_LINK | #N/A
TH45579XXXX | Link | Y- PHASE OUTOGING | #N/A
TH46347XXXX | Link | NEUTRAL CONTACTOR LINK | #N/A
TH46348XXXX | Link | NEUTRAL CONTACTOR DN3 LINK | #N/A
TH46349XXXX | Link | NEUTRAL CONTACTOR FEEDER LINK- DN3 | #N/A
TH46771XXXX | Link | MCCB-MNX400 BOT R SPREADER | #N/A
TH46772XXXX | Link | MCCB-MNX400 BOT Y SPREADER | #N/A
TH46773XXXX | Link | MCCB-MNX400 BOT B SPREADER | #N/A
TH46774XXXX | Link | MNX400 BOT SPREADER R | #N/A
TH46775XXXX | Link | MNX400 BOT SPREADER Y | #N/A
TH46776XXXX | Link | MNX400 BOT SPREADER B | #N/A
TH46777XXXX | Link | NEUTRAL ISO LINK | #N/A
TH46778XXXX | Link | NEUTRAL CONN LINK | #N/A
TH48012XXXX | Link | Cable Link Adaptor B-Phase | #N/A
TH48013XXXX | Link | Cable Link Adaptor Y-Phase | #N/A
TH48014XXXX | Link | Cable Link Adaptor R-Phase | #N/A
TH48015XXXX | Link | Cable link Spacer R-Y-B | #N/A
TH48019XXXX | Link | CABLE LINK 2000A R-Y-B-N 1100D 2:AOC | #N/A
CA61634XXXX | PR | PULTRUDED SUPPORT FR2 4P-BC RISER | 40
CA64053XXX2 | PR | TUBE - 218.8 mm | #N/A
CA70157D8XY | PR | IC BARRIER- CONTROL CHAMBER | #N/A
CA71558A006 | PR | Lifting Angle (800+0+0) | 61
CA71558A035 | PR | Lifting Angle (600+440+440) | 61
CA71760X8XX | PR | ACB PARTITION 800W | 40
CA72945XX14 | PR | BUSBAR JOINT SHROUD 11 | 40
CA73244QXX3 | PR | OG ABOVE PC PARTITION-FR23 | 40
CA73977XXXX | PR | REAR OG SHROUD-PC-600W | 40
CA74406QX8W | PR | REAR &amp; BOTTOM SHROUD - TOP DUCT | 40
CA74406QX8X | PR | REAR &amp; BOTTOM SHROUD - TOP DUCT | 40
CA74406QX8Z | PR | REAR &amp; BOTTOM SHROUD - TOP DUCT | 40
CA77283XX12 | PR | INTERFRONT PARTITION MIDDLE-2400-310 | 40
CA91121C63XSS | PR | BASE FRAME ASSY ( 300 X 600 ) - AOC | #N/A
CA97654XXXX | PR | Door Padlock- Tera | #N/A
ST52146XXX2 | PR | TOP VERTICAL LINK PULT SUPPORT | 40
TH50690XXX4 | PR | FR1 OG REAR PC PARTITION | 40
XT00146XXXD | PR | ALU. STUD - 120.9 mm | 61
XT00149XXX2 | PR | ALU. STUD - 219.8 mm | 61
XT00149XXX4 | PR | ALU. STUD - 236.8 mm | 61
CA43323VX43 | Link | 440W HALF VEB (6.35 X 25.4 AL) 2400_310 | #N/A
CA43326ALG3 | Link | FR1 DIRECT LINK-CU-OMEGA-B-440W | #N/A
CA45803CL11#GPF | Link | HORIZONTAL DUCT LINK - 453 MM-UNF | #N/A
CA45804CMJ2#GFF | Link | OG LINK ADAPTOR RYBN-UNF | #N/A
CA45804CMJ3#GFF | Link | OG LINK ADAPTOR RYBN-UNF | #N/A
CA72895D83X | MS | BUSBAR PARTITION | 11
CA73225PX80 | MS | Hbb below partition-800W | 11
CA73243QXX1 | PR | IC LINK REAR PARTITION-FR2 | 40
CA73246QXX3 | PR | BOTTOM OG VERT PARTITION-FR2 BC-2200-310 | 40
CA74003A8XXSD | MS | CROSSWISE CHANNEL - 800W | 11
CA74003AX2XSD | MS | DEPTHWISE SUPPORT CHANNEL -200MM AOC | 11
CA75693X800 | MS | SPRTNG CHNL OG LINK 3200A CU | 11
CA75697XXX1 | MS | OG LINK SUPPORTING CHANNEL(REAR) | 11
CA75699XX81 | MS | BUSBAR PARTITION 310BC | 11
CA77141XXX4F | MS | SIDE PLATE RHS 560F-UNF | 11
CA78389XXXX | MS | Y OUTGOING SIDE SUPPORT | 11
CA91011G654 | MS | DOOR ASSY VACANT 600W X 540H | 11
CA91520XXXXSS3 | MS | BOTTOM FRAME ASSEMBLY-1100D-800W | 11
CL90926OOOO | ACB | Rating Error Preventor;U-POWER/OMEGA | 51
CM92003OOP1OG | DN | MCCB dsine DN2-250S 250A 3P TM(Mag 6-10) | 52
CM94001OOQ1OG | DN | MCCB dsine DN3-400S 320A 3P TM(Mag 6-10) | 52
CM94001OOR1OG | DN | MCCB dsine DN3-400S 400A 3P TM(Mag 6-10) | 52
DZ2T0050HXF1AOOOO | DZ | MCCB dsine DZ2-160H 50A 3P 80kA iTRP1 | 52
SH00022D03R | CT VT | 20-30-40/1A 10VA CL1 WPL RC CT | 60
SH00022D21R | CT VT | 100-120A/1A 10VA CL1 BPL RC CT | 60
SPE0005800186 | Meter | AMMETER AE,0-1250A,CLASS 1 | 60
SPE0005800192 | Meter | AMMETER AE,0-100A,CLASS 1 | 60
SPE0005800203 | Meter | AMMETER AE,0-20A,CLASS 1 | 60
SPE0005800215 | Meter | AMMETER AE,0-2000A,CLASS 1 | 60
SPE0005800245 | Meter | AMMETER AE,0-3000A,CLASS 1 | 60
SPE0005800640 | Meter | AMMETER AE,0-63A,CLASS 1 | 60
SPE0005801805 | Meter | AMMETERAE,0-32A,CLASS 1,NOT APPLICABLE | 60
SPE0005801806 | Meter | AMMETERAE,0-350A,CLASS 1,NOT APPLICABLE | 60
SPE0023400014 | Meter | VOLTMETER MOVING COIL (AC),0-500V,AE | 60
SPE0090800132 | Relay | REF615,HBFHAEAGNDA1BNN1XG | 60
SPE0090800133 | Relay | REF615,HBFDACADNDA1BNN1XG | 60
SPE0107800974 | CT VT | 3200A/1A CLPS CTs | 60
SPE0117801655 | CT VT | 63A/1A,10VA,CL1,RESIN CAST (CLASS-E) | 60
SPE0117802852 | CT VT | 32A/1A,10VA,CL1,RESIN CAST (CLASS-E) | 60
SPE0117802853 | CT VT | 350A/1A,10VA,CL1,RESIN CAST (CLASS-E) | 60
SPE0117802917 | CT VT | 250A/1A,10VA,CL1,RESIN CAST (CLASS-E) | 60
SPE0117802922 | CT VT | 3200A/1A,10VA,CL1,RESIN CAST (CLASS-E) | 60
SPE0117802923 | CT VT | 2000A/1A,10VA,CL1,RESIN CAST (CLASS-E) | 60
SPE0117802925 | CT VT | 3200A/1A,10VA,CL1,RESIN CAST (CLASS-E) | 60
SPE0117802926 | CT VT | 1250A/1A,10VA,CL1,RESIN CAST (CLASS-E) | 60
SPE0123801959 | CT VT | 3200A/1A,10VA,5P20 CT | 60
SPE0123801960 | CT VT | 2000A/1A,10VA,5P20 CT | 60
SPE0123801961 | CT VT | 3200A/1A,10VA,5P20 CT | 60
SPE0123801962 | CT VT | 1250A/1A,10VA,5P20 CT | 60
SPE0123802023 | CT VT | 400A/1A,2.5VA,5P20 CT | 60
SPE0158800045 | Resistor | WIRE WOUND RESISTOR,KIYOSH,22K OHM,5W | 60
SPE0158900029 | Resistor | RESISTOR 0-3000 OHM,200W,KIYOSH | 60
SPE0159100006 | Resistor | METROSIL RESISTOR, ABB,1PH_1MYN642600-00 | 60
SPE0171700026 | Relay | REU615,HBUAEAADNDA1BNN1XG | 60
SPE0288100001 | Hooter | ALAN HOOTER MODEL NO:AAH-03 | 60
SPE0293501478 | Sel Sw | SALZER D-DC STD,16A,8P,4POS SWITCH | 60
SPE0293501479 | Sel Sw | SALZER D-DC STD,16A,3P,4POS SWITCH | 60
SPE0293501540 | Sel Sw | SALZER D-DC STD,16A,4P,4POS SWITCH | 60
SPE0328900001 | TTB | JVS TTB UTILITY+ 3PH-4W FRONT CONN | 60
SPE0346900025 | Ethernet | LT10GF ETHERNET SWITCH | 60
SPE0437300018 | Communication | DLINK CABLE:-14M | 60
ST46639 | MS | WIDTHWISE SUPPORTING CHANNEL-FR2 800W | 11
ST46640 | MS | MINIBUS SUPPORTING CHANNEL-BOT-800W | 11
ST46641 | MS | MINIBUS SUPPORTING CHANNEL-TOP-80W | 11
ST52139YGJ1#GPF | Link | VER CONN LINK DL TO TOP TERMINAL-UNF | #N/A
ST52140YGJ1#GPF | Link | VER CONN LINK DL TO TOP TERMINAL-UNF | #N/A
ST52141XXXX#GFF | Link | VER CONN LINK DL TO TOP TERMINAL-UNF | #N/A
ST52143AGN1#GP | Link | DIRECT LINK N - L LINK FROM HBB | #N/A
ST52143AGN2#GP | Link | DIRECT LINK N - L LINK FROM HBB | #N/A
ST52143AGN3#GP | Link | DIRECT LINK N - L LINK FROM HBB | #N/A
SYPT030TS | Vendor | PART ASSEMBLED SWITCHBOARD | #N/A
SYPT030TX | Vendor | PART ASSEMBLED SWITCHBOARD | #N/A
SYPT030TXMO1 | Vendor | GENERIC FEEDER | #N/A
TH38008XX6X | PR | DROPPER PANEL REAR SHROUD | 40
TH38009XX6X | PR | DROPPER PANEL REAR SHROUD | 40
TH45181XXX1F | Link | TERM ADAPTOR (250/400) (M12 TO M8/6)-UNF | #N/A
TH45181XXX2F | Link | TERM ADAPTOR (250/400) (M12 TO M8/6)-UNF | #N/A
TH75001X541 | MS | METALIC CONTROL PLATE | 11
TH76008X131 | MS | AUX BUS COMPT BASE PLATE | 11
TH77253XXX9 | MS | TOP OG VERT. PARTITION-FR23 (1KD+AOC) | 11
TH77313XXX4 | MS | BRACKET | 11
TH77382XXX6 | MS | BOTTOM OG VERT. PARTITION-FR2 | 11
TH77429XXXX | MS | FR2_BC_SUPPORT MINI BUS | 11
TH77578XXXX | MS | INTERPANEL BARRIER BC | 11
TH77601XXXX | MS | DROPPER PANEL SUPPORT | 11
TH77602XXXX | MS | VERTICAL SUPORT IN DRP PANAL | 11
UW110HFC0000018082 | ACB | OMEGA FR1 1000A H 4P100%NCR | 51
UW112SXBA200018598 | ACB | OMEGA FR1 1250A S 3P EBR | 51
UW112SXC0000018599 | ACB | OMEGA FR1 1250A S 3PCR | 51
UW116SXC0000018553 | ACB | OMEGA FR1 1600A S 3PCR | 51
UW120SFBA200018596 | ACB | OMEGA FR1 2000A S 4P100%N EBR | 51
UW240SFBA200018781 | ACB | UW F2 4000A S 4P EB B/C | 51
UW240SFC0000018783 | ACB | UW F2 4000A S 4PCRADLE | 51
XA90012HT | PR | M12 X 40 HT NUT RETAINER ASSY | 61
ZX80018 | Relay | MCOMP SMALL CURRENT MODULE 3 - 0.5M CABL | 67
ZX80019 | Relay | MCOMP SMALL CURRENT MODULE 4 - 0.5M CABL | 67
ZX80032_A | Relay | MCOMP MAIN UNIT MODBUS FLAT LID - A | 67
SPE0293501515 | Sel Sw | SALZER DR-DC IP2X REAR TERM,25A,2P,4POS | 60
SPE0293501516 | Sel Sw | SALZER DR-DC IP2X REAR TERM,25A,6P,4POS | 60
SPE0293501517 | Sel Sw | SALZER RT-AC IP2X REAR TERM,16A,2P,4POS | 60
SPE0293501518 | Sel Sw | SALZER RT-AC IP2X REAR TERM,16A,6P,4POS | 60
SPE0293501530 | Sel Sw | SALZER DR-DC IP2X REAR TERM,16A,3P,4POS | 60
SPE0143500138 | ELR | PROKDV ELR,85-275V AC/DC,150MM | 60
SPE0496100002 | Ethernet | LTRBX6GF:6PORT HSR/PRP ETH. SW | 60
SPE0496200003 | Communication | SFP MODULE: SFP-SGMI-TX- SFP | 60
SPE0353100013 | RELAY | ABB NBFNAANNNDA1BNN11G,REF620 | 60
SPE0454400020 | RELAY | REM615,HBMBCAAJNDA1BNN11G | 60
SPE0158900010 | Resistor | RESISTOR 0-300 OHM,150W,KIYOSH | 60
ACBSCW1386-114 | ACB | ACB 1250 A , ELECTRICAL-(Motor oprtd-S. | 51
ACBSCW1386-115 | ACB | ACB 0800 A , ELECTRICAL-(Motor oprtd-S. | 51
ACBSCW1386-121 | ACB | ACB 0800 A , ELECTRICAL-(Motor oprtd-S. | 51
ACBSCW1386-241 | ACB | ACB 4000 A , ELECTRICAL-(Motor oprtd-S. | 51
SZP4272TF | Link | 6x50 CU EARTH link WITH TIN PLTG-UNF | #N/A
TF62307CU01#TFF | Link | EARTHBAR COUP - TQ3 + TF3 - WO 100MM COL | #N/A
TF62308CU###TFF | Link | SPACER EARTH BAR-UNF | #N/A
SA44619#####TFF | Link | EARTH LINK FRONT FLUSH COUP. 6X50CU-UN | #N/A
SH49328CU1#TF | Link | EARTHBAR (6X50 CU) -HORIZONTAL TF1050W-U | #N/A
SA43175#####TFF | Link | EARTHBAR - 800W+320W+800W+320W-UNF | #N/A
SA43174#####TFF | Link | HOR-EARTH LINK-UNF | #N/A
SA42052#####TFF | Link | FISH PLATE 12X50 CU-EXT. EB TERMINATION- | #N/A
CQ42113 | Link | "Y" RAISER OG LINK | #N/A
CQ42112 | Link | "R" RISER OG -DZ6-400A | #N/A
SZS4371###C#GFF | Link | FISH PLATE-UNF | #N/A
SZS4372###C#GFF | Link | FISH PLATE | #N/A
SZS4371###C#GF | Link | FISH PLATE | #N/A
SZS4372###C#GF | Link | FISH PLATE | #N/A
ST20501 | PR | PANEL NUMBER | #N/A
SPE0132200534 | WIRE | 1.5SQMM,WHITE,FRLS,650/1100V PVC WIRE | 72
SZP4410TF | Link | 6X50 CU EARTH BAR-320 PNL WITH TIN PLTG- | #N/A
SA46001C61P#TFF | Link | EARTHBAR -TF600W ( 6X50 CU ) 1:PNL-UNF | #N/A
ACBSCW1386-254 | ACB | ACB 0800 A , ELECTRICAL-(Motor oprtd-S. | 51
SPE0114400003 | TIMER | MICON 225,240V AC,22LDT0,#GICEMCATNO# | 60
SPE0171100013 | Ethernet | RUGGEDCOM RSG2100,HI:88-300VDC OR 85-265 | 60
SPE0171100014 | Ethernet | RUGGEDCOM RSG2100,HI:88-300VDC OR 85-265 | 60
SPE0132200536 | WIRE | 2.5SQMM,YELLOW,FRLS,650/1100V PVC WIRE | 72
TQ62952 | Link | I/C LINK Y | #N/A
TQ62951###Y | Link | RISER LINK Y | #N/A
TQ62951###R | Link | RISER LINK R | #N/A
TQ62951###B | Link | RISER LINK B | #N/A
TQ57147##Y1 | Link | I/C LINK Y1 FN1000H | #N/A
TQ57147##R1 | Link | I/C LINK R1 FN1000H | #N/A
TQ57147##N1 | Link | I/C LINK N1 FN1000H | #N/A
TQ57147##B1 | Link | I/C LINK B1 FN1000H | #N/A
SZS4767DR12 | Link | DROPPER BOTTOM - 12 X 50 | #N/A
SZS4767DR10 | Link | DROPPER BOTTOM - 10 X 30 | #N/A
SH49651 | Link | I/C ADAPTOR RB | #N/A
SH49643Y2FC#GFF | Link | Z LINK Y2-UNF | #N/A
SH49643Y1FC#GFF | Link | Z LINK Y1-UNF | #N/A
SH49643R2FC#GFF | Link | Z LINK R2-UNF | #N/A
SH49643R1FC#GFF | Link | Z LINK R1-UNF | #N/A
SH49643N1XC#GFF | Link | Z LINK N1-UNF | #N/A
SH49643B2FC#GFF | Link | Z LINK B2-UNF | #N/A
SH49643B1FC#GFF | Link | Z LINK B1-UNF | #N/A
ACBSCW887-1 | ACB | ACB 4000 A , ELECTRICAL-(Motor oprtd-S. | 51
ACBSCW887-11 | ACB | ACB 0800 A , ELECTRICAL-(Motor oprtd-S. | 51
ACBSCW887-21 | ACB | ACB 0800 A , ELECTRICAL-(Motor oprtd-S. | 51
ACBSCW887-22 | ACB | ACB 1250 A , ELECTRICAL-(Motor oprtd-S. | 51
SA42058#####GFF | Link | CONNECTING LINK H TO V E.B.-UNF | #N/A
SA43170####C#TFF | Link | CU EARTHBAR 800+320 -TIN PLATED-UNF | #N/A
SA46001C61PTF | Link | EARTBAR -600W PANEL WITH TIN PLATIN-UNF | #N/A
SA50107TE | PR | BUSBAR GRIP 3:6.35FLATS | 40
SH30021##CU#TFF | Link | FISH PLATE 70 MM COLLAR PANEL-UNF | #N/A
SH97638 | ACB | STD CRADLE 4000..C (E) | 51
SPE0089500180 | Relay | MICOM P123A00Z312EC0 | 60
SPE0114200001 | TIMER | DIGICON,24 - 240 VAC/DC,0.1 SEC - 999 HR | 60
SPE0158800001 | Resistor | WIRE WOUND RESISTOR,KIYOSH,0-300,150 | 60
SPE0166100001 | Communication | OPTIPLUS PATCH CORD,DFPCD3SCSC02 | 60
SPE0245200018 | Relay | SCHNEIDER P220 RELAY,P220C00Z31200CB | 60
SPE0293501558 | Sel Sw | SALZER D-DC STD,16A,15P,4POS SWITCH | 60
SPE0293501559 | Sel Sw | SALZER S-AC STD,16A,10P,5POS SWITCH | 60
SPE0293501560 | Sel Sw | SALZER D-DC STD,16A,10P,5POS SWITCH | 60
SPE0303100013 | Relay | SCHNEIDER RELAY,P14331SC6M0B38L | 60
SPE0347100051 | Ethernet | LT20GF ETHERNET SWITCH | 60
SPE0355900069 | Communication | IVEONET LIU:ILIUC-06-SC-DX-OM1-DR | 60
SPE0356000067 | Communication | IVEONET PATCHCORD:IFPC-SC-SC-OM1-DX-02 | 60
SPE0356000069 | Communication | IVEONET PATCHCORD:IFPC-SC-SC-OM1-DX-01 | 60
SPE0363700013 | Relay | SCHNEIDER RLY:P225CA0Z31210CB | 60
SPE0426300115 | CBCT | CBCT P225 MICOM,MOP:1A (+- 5%) | 60
SPE0426300116 | CBCT | CBCT P220 MICOM,MOP:1A (+- 5%) | 60
SPE0430300008 | Relay | SCHNEIDER RLY:P9230ASZ312CC0 | 60
SPE0437300010 | Communication | DLINK CABLE:-4M | 60
SZP4272#####TFF | Link | EARTH LINK-FOR 4TH CORE TERMINATION-UNF | #N/A
VAJS13YF0752ABA | Relay | AREVA VAJS13 RELAY WD NO:01VAJS13YF-001 | 60
VAJS23ZG0750ABA | Relay | AREVA VAJS23 RELAY WD NO:01VAJS23ZG-001 | 60
VAWA12YF8006D(M) | Relay | AWA12 RELAY W.D.: MADZ136-1 | 60
CAEM21AF108A | Relay | CAEM21 RELAY W.D.: MADZ601.1 | 60
CS94030OOOO | MX0 | MX-A1 20E (AUX. CONTACT BLOCK) | 53
SA74794 | MS | SUPPORT FN630 TQ3 painted | 11
SH03968 | LED | ESBEE,GEN NEXT LED,RED,EILR048C | 61
SL97020OOOO | DF1 | MCCB DF 1A | 52
SPE0023400377 | Meter | VOLTMETER MOVING COIL (DC),0- 60V,AE | 60
SPE0040600096 | Meter | AMMETER,AE,0-250A,CLASS 1,75mV | 60
SPE0082500005 | Meter | DCSHUNT AE,250A (75mV) | 60
SPE0144800027 | Meter | AE VOLT TR,48V DC,4 - 20 mA | 60
SPE0187400019 | Hooter | HOOTER, MINILEC, 230V AC | 60
SPE0205000021 | Transducer | AE DC CURRENT,4-20MA,48V DC TRANSDUCER | 60
SPE0229300002 | PKG | FUSE PULLER,CF50002 | 20
SPE0259100004 | 3TH | 3TH30 AC,2 NO + 2 NC,230V AC,50 HZ,3TH30 | 60
SYSJ499TQ | Vendor | PART ASSEMBLED SWITCHBOARD | #N/A
SZU4366B25A | Link | O/G RISER LINK B FN250 DC | #N/A
SZU4366R25A | Link | O/G RISER LINK R FN250 DC | #N/A
TQ66651 | MS | DOOR FIX 200H | 11
TQ66652 | MS | DOOR FIX 400H | 11
TQ66653###B | Link | O/G LINK B | #N/A
TQ66653###R | Link | O/G LINK - R | #N/A
TQ66654 | MS | DOOR - FN250- 600H FIX | 11
TQ66655 | Link | RISER LINK 'B' FOR FN250 DC SHUNT | #N/A
VAG11YF8021HCH | Relay | VAG11 RELAY W.D :-ADZ 051.4-5 | 60
8901010626 | PKG | Poly Bag TQDF 1/2 Pnl (refer DDS-5) | 20
CS94206OOOO | MNX | AUX.CONT.BL,MNX 95-550 CONTR.(1ST-RIGHT) | 53
CS94301OOOO | MCX | MECH.INTERLOCK KIT MCX-M5; MNX 41-47 | 53
CS97025BOOO | MCX | MCX43 Contactor 240V, 50Hz | 53
SA60306 | PR | EXTENSION SHAFT FN 125 HORZ TQ3-M | 61
SA73250SLENT1 | MS | DOOR TOP COVER (REAR) TF900 | 11
SA73972 | MS | DROPPER SHIELD TQ3 (RHS TOP) DF TQ3 | 11
SA74136 | MS | CHANNEL (JIT) | 11
SA74136#MCX | MS | CHANNEL- MCX MOUNTING | 11
SA74136SUP1 | MS | CHANNEL-LINK SUPPORT | 11
SA74136SUP2 | MS | CHANNEL-LINK SUPPORT | 11
SA74598 | MS | DOOR TQ3 SUP | 11
SA77806 | MS | MOUNTING ANGLE - BOTTOM - TF3 - FN | 11
SA77807 | MS | MOUNTING ANGLE - BOTTOM - TF3 - FN | 11
SA77808 | MS | MOUNTING ANGLE - TOP | 11
SA77809 | MS | MOUNTING ANGLE - TOP | 11
SA77812 | MS | PARTITION - HALF WIDTH | 11
SA92484SLENT1 | MS | COVER FRONT TOP | 11
SA92485SLENT1 | MS | COVER FRONT-BOTTOM | 11
SPE0005800772 | Meter | AMMETER RISHAB,0-30-240A,CLASS 1 | 60
SPE0005801854 | Meter | AMMETERRISHAB,0-1-8A,CLASS 1,NOT APPLICA | 60
SPE0293500875 | Sel Sw | SALZER S-AC STD,16A,2P,4POS SWITCH | 60
SPE0500000001 | 3RB | 3RB31,3RB3133-4UW1 | 60
SPE0500000003 | 3RB | 3RB31,3RB3113-4NB0 | 60
SPE0500100001 | 3RB | 3RU2916-3AA01 | 60
SPE0500500001 | 3RB | 400mm (3RB39 80-0B) | 60
SYRD138TF | Vendor | PART ASSEMBLED SWITCHBOARD | #N/A
SYRD138TQ | Vendor | PART ASSEMBLED SWITCHBOARD | #N/A
SYRD138TQMO1 | Vendor | GENERIC FEEDER | #N/A
TF75396###N | Link | CABLE LINK-N | #N/A
TF75396##PH | Link | CABLE LINK | #N/A
TF75397##01 | Link | RISER LINK-FN TO MCX | #N/A
TF75397##02 | Link | RISER LINK-FN TO MCX | #N/A
TF75397##03 | Link | RISER LINK-FN TO MCX | #N/A
TF75397##04 | Link | RISER LINK-FN TO MCX | #N/A
TF75397##05 | Link | RISER LINK-FN TO MCX | #N/A
TF75397##06 | Link | RISER LINK-FN TO MCX | #N/A
TF75397##07 | Link | RISER LINK-FN TO MCX | #N/A
TF75397##08 | Link | RISER LINK-FN TO MCX | #N/A
TF75397##09 | Link | RISER LINK-FN TO MCX | #N/A
TF75397##10 | Link | RISER LINK-FN TO MCX | #N/A
TF75397##11 | Link | RISER LINK-FN TO MCX | #N/A
TF75398###B | Link | CONNECTING LINKS -MCX TO HBB | #N/A
TF75398###N | Link | CONNECTING LINKS -MCX TO HBB | #N/A
TF75398###R | Link | CONNECTING LINKS -MCX TO HBB | #N/A
TF75398###Y | Link | CONNECTING LINKS -MCX TO HBB | #N/A
TF75400RHFR | MS | RHS I/P BARRIER | 11
TF75401 | MS | CABLE MOUNTING ADAPTOR | 11
TF75403 | MS | BRACKET-B P MOUNTING | 11
TF75404DR01 | MS | RELAY DOOR | 11
TF75404DR02 | MS | DOOR-600H800W | 11
TF75405 | MS | HBB | 11
TQ43475 | MS | DOOR-400 | 11
TQ63657 | Link | O/G LINK N | #N/A
TQ63850###B | Link | O/G LINK FN315/FN400 | #N/A
TQ63850###R | Link | O/G LINK FN315/FN400 | #N/A
TQ63850###Y | Link | O/G LINK FN315/FN400 | #N/A
TQ65071#224 | MS | BASE PLATE | 11
TQ65394 | MS | CONTRAOL PLATE-TQ3 | 11
TQ65461 | MS | CONTROL PLATE | 11
CM92004OOOO | DN | ACC Spreader Terminals DN3 630 4P | 52
SPE0158800179 | Resistor | CERAMIC,KIYOSH,12K OHM,5W | 60
SPE0158800180 | Resistor | CERAMIC,KIYOSH,7.7K,25W | 60
SPE0293500100 | Sel Sw | SALZER D-DC STD,16A,2P,4POS SWITCH | 60
SPE0374800038 | ANNUNCIATOR | 8 WINDOW ANNUNCIATOR-M2-8 | 60
SPE0473900002 | SCHNEIDER CONT | SCHNEIDER CONT:LC1E12008N5WB | 60
SPE0293501544 | Sel Sw | SALZER S-AC STD,25A,4P,3POS SWITCH | 60
SPE0305500001 | OEN | OEN 67 RELAY,67DS-K-2C3 | 60
SH98989C10 | PKG | 19MM CRATE H=2595,W=1148,D=1847,V=0.369 | 20
CS94042AOOO | MX0 | MX 0 04E WITH 110 VAC COIL | 53
ACBSCQF354-601 | ACB | ACB 2500 A , ELECTRICAL-(Motor oprtd-S. | 51
ACBSCQF354-602 | ACB | ACB 1250 A , ELECTRICAL-(Motor oprtd-S. | 51
DZ1F0040NXC1AOOOO | DZ | MCCB dsine DZ1-160N 40A 4P 50kA VTFM | 52
DZ1F0063NXD1AOOOO | DZ | MCCB dsine DZ1-160N 63A 4P 50kA VTVM | 52
DZ1F0160NXD1AOOOO | DZ | MCCB dsine DZ1-160N 160A 4P 50kA VTVM | 52
CM96111OOOOX1 | DN | MCCB dsine DN4-1250N 800A 4P MTX 1.0 | 52
CM94104OOT1OG | DN | MCCB dsine DN3-630N 630A 4P TM(Mag 6-10) | 52
CM94103OOQ1OG | DN | MCCB dsine DN3-400N 320A 4P TM(Mag 6-10) | 52
CM92106OON1OG | DN | MCCB dsine DN2-250N 200A 4P TM(Mag 6-10) | 52
SH97608OOKO | OLR | MN12 RELAY60-100A | 53
DZ1F0100NXD1AOOOO | DZ | MCCB dsine DZ1-160N 100A 4P 50kA VTVM | 52
SA43104F | Link | COPPER ADAPTOR TERMINAL | #N/A
SA43105F | Link | ADAPTOR TERMINAL 3200/4000A TF3 -UNFINIS | #N/A
SZS4513#####GFF | Link | I/C&amp;O/G ADAPTOR-R&amp;B-UNF | #N/A
SZS4514#####GFF | Link | I/C OG ADAPTOR - Y(DN3 630H 3P-UNF | #N/A
TQ58579#####GPF | Link | I/G LINK N DN4-800-UNF | #N/A
TQ58564###Y#14 | Link | O/G LINK-Y | #N/A
TQ58564###N | Link | O/G LINK-N | #N/A
TQ58563###R#14 | Link | O/G LINK-R | #N/A
TQ58563###B#14 | Link | O/G LINK-B | #N/A
TQ58561###Y | Link | RISER LINK-Y | #N/A
TQ58561###N | Link | RISER LINK-N | #N/A
TQ58560###R | Link | RISER LINK | #N/A
TQ58560###B | Link | RISER LINK | #N/A
SZV4135#####GPF | Link | O/G DROP. LINK-Y-UNF | #N/A
SZT4887 | Link | I/C & O/G N LNK 2 | #N/A
SZT4886 | Link | I/C & O/G N LNK1 | #N/A
SZT4547 | Link | I/C ADPT. LINK B | #N/A
SZT4545 | Link | I/C RISER LINK Y | #N/A
SZT4543 | Link | I/C ADPT. LINK R | #N/A
SZT4542 | Link | I/C LINK RISER N | #N/A
SZT4539ICYB#GPF | Link | I/C LINK- Y B-UNF | #N/A
SZT4536IC#R#GPF | Link | O/G DROP LINK-R-UNF | #N/A
SZT4459#####GPF | Link | I/G LINK RYB DN4-800-UNF | #N/A
CQ42209###A## | Link | WIRE TAP OFF ADAPTOR | #N/A
SPE0117802977 | CT VT | 200A/1A,10VA,CL1,RESIN CAST (CLASS-F) | 60
SPE0117801847 | CT VT | 10A/1A,10VA,CL1,RESIN CAST (CLASS-F) | 60
SPE0117801849 | CT VT | 100A/1A,10VA,CL1,RESIN CAST (CLASS-F) | 60
SPE0117802475 | CT VT | 5A/1A,10VA,CL1,RESIN CAST (CLASS-F) | 60
SPE0117802478 | CT VT | 15A/1A,10VA,CL1,RESIN CAST (CLASS-F) | 60
SPE0117802969 | CT VT | 2A/1A,10VA,CL1,RESIN CAST (CLASS-F) | 60
SPE0117802970 | CT VT | 20A/1A,10VA,CL1,RESIN CAST (CLASS-F) | 60
SPE0117802971 | CT VT | 30A/1A,10VA,CL1,RESIN CAST (CLASS-F) | 60
SPE0117802972 | CT VT | 40A/1A,10VA,CL1,RESIN CAST (CLASS-F) | 60
SPE0117802973 | CT VT | 60A/1A,10VA,CL1,RESIN CAST (CLASS-F) | 60
SPE0117802975 | CT VT | 125A/1A,10VA,CL1,RESIN CAST (CLASS-F) | 60
SPE0005800966 | METER | AMMETER RISHAB,0-5-40A,CLASS 1.5 | 60
SPE0005800947 | METER | AMMETER RISHAB,0-15-120A,CLASS 1.5 | 60
SPE0005800945 | METER | AMMETER RISHAB,0-10-80A,CLASS 1.5 | 60
TQ61855 | MS | INTER PANEL BARRIER | 11
TQ58562##12 | MS | END PLATE-1200MM | 11
TQ44701#3P6 | Link | BUSBAR -TQ3 (3 PNL 6" FLAT ) | #N/A
TQ31225 | MS | DOOR 500 FOR DM16/100 | 11
SPE0398300011 | Transducer | RISH TRANDUCER:RISH CON-I(1A)-50-O1A2-O2 | 60
SPE0117802976 | CT VT | 225A/1A,10VA,CL1,RESIN CAST (CLASS-F) | 60
SPE0005801868 | METER | AMMETERRISHAB,0-200A,CLASS 1.5,NOT APPLI | 60
SPE0005801867 | METER | AMMETERRISHAB,0-2-16A,CLASS 1.5,NOT APPL | 60
SPE0005801043 | METER | AMMETER RISHAB,0-40-320A,CLASS 1.5 | 60
SPE0005801042 | METER | AMMETER RISHAB,0-30-240A,CLASS 1.5 | 60
SPE0005801041 | METER | AMMETER RISHAB,0-20-160A,CLASS 1.5 | 60
CQ74402 | MS | DOOR-1400 | 11
CQ74401 | MS | DOOR-800 | 11
CQ74309 | MS | DOOR-400 (DZ2 WITHOUT CONTROL PLATE) | 11
CQ73456 | MS | DOOR-1000 | 11
CQ73195 | MS | DOOR-400 | 11
CQ74404 | MS | BASE PLATE | 11
CQ74403 | MS | DOOR-1200 | 11
CQ41420 | Link | O/G LINK-Y | #N/A
CQ41417 | Link | O/G LINK-R | #N/A
CQ41413 | Link | O/G LINK-B | #N/A
SPE0117802011 | CT VT | 2000A/1A,15VA,CL1,RESIN CAST (CLASS-F) | 60
SPE0107801004 | CT VT | 2000A/1A CLPS CTs | 60
SPE0107801003 | CT VT | 2000A/1A CLPS CTs | 60
SPE0047700112 | CT VT | VT 415/R3 / 110/R3 V CL.1 | 60
SPE0023400385 | METER | VOLTMETER MOVING IRON (AC),0-500V,RISHAB | 60
SPE0123801105 | CT VT | 2000A/1A,15VA,5P10 CT | 60
SPE0023400331 | METER | VOLTMETER MOVING IRON (AC),0-500V,RISHAB | 60
SPE0005801869 | METER | AMMETERRISHAB,0-2000A,CLASS 1.5,NOT APPL | 60
SPE0005800953 | METER | AMMETER RISHAB,0-1250A,CLASS 1.5 | 60
SZR4687B3TA | LINK | DIR LINK 800-1600A C 4P TF900 DP - B3 | #N/A
SZR4687B1TA | LINK | DIR LINK 800-1600A C 4P TF900 DP - B1 | #N/A
SZR4675R5## | LINK | DIR LINK 2500A 4P DP TBB TF900 - R5 | #N/A
SZR4675R4## | LINK | DIR LINK 2500A 4P DP TBB TF900 - R4 | #N/A
SZR4675N3## | LINK | DIRECT LINK - N3 | #N/A
SZR4675N2## | LINK | DIRECT LINK - N2 | #N/A
SZR4675N1## | LINK | DIRECT LINK - N1 | #N/A
SZR4674Y5## | LINK | DIR LINK 2500A 4P DP TBB TF900 - Y5 | #N/A
SZR4674Y4## | LINK | DIR LINK 2500A 4P DP TBB TF900 - Y4 | #N/A
SZR4674Y3## | LINK | DIR LINK 2500A 4P DP TBB TF900 - Y3 | #N/A
SZR4687Y1TA | LINK | DIR LINK 800-1600A C 4P TF900 DP - Y1 | #N/A
SZR4687R3TA | LINK | DIR LINK 800-1600A C 4P TF900 DP - R3 | #N/A
SZR4674Y2## | LINK | DIR LINK 2500A 4P DP TBB TF900 - Y2 | #N/A
SZR4674Y1## | LINK | DIR LINK 2500A 4P DP TBB TF900 - Y1 | #N/A
SZR4674R3## | LINK | DIR LINK 2500A 4P DP TBB TF900 - R3 | #N/A
SZR4674R2## | LINK | DIR LINK 2500A 4P DP TBB TF900 - R2 | #N/A
SZR4674R1## | LINK | DIR LINK 2500A 4P DP TBB TF900 - R1 | #N/A
SZR4674B5## | LINK | DIR LINK 2500A 4P DP TBB TF900 - B5 | #N/A
SZR4674B4## | LINK | DIR LINK 2500A 4P DP TBB TF900 - B4 | #N/A
SZR4674B3## | LINK | DIR LINK 2500A 4P DP TBB TF900 - B3 | #N/A
SZR4674B2## | LINK | DIR LINK 2500A 4P DP TBB TF900 - B2 | #N/A
SZR4674B1## | LINK | DIR LINK 2500A 4P DP TBB TF900 - B1 | #N/A
CF76399 | MS | RELAY DOOR - 600 (800 TF PNL) | 11
CF76398 | MS | RELAY DOOR - 600 (800 TF PNL) | 11
CF76397 | MS | RELAY DOOR-450 (800 TF PNL) | 11
CF76396 | MS | ACB DOOR-750 (800W TF PNL) | 11
CF44685###2 | Link | BUSBAR-RYBN | #N/A
CF44685###1 | Link | BUSBAR-RYBN | #N/A
CF42349#RY3##A## | Link | CABLE LINK 2500A ACB | #N/A
CF41956N141 | Link | O/G LINK UPTO 1250C NI 1:A0C | #N/A
CF42349#RY2##A## | Link | CABLE LINK 2500A ACB | #N/A
CF42349#RY1##A## | Link | CABLE LINK 2500A ACB | #N/A
CF42349##N2##A## | Link | CABLE LINK N2 - 2500C 4P | #N/A
CF42349##N1##A## | Link | CABLE LINK -N | #N/A
CF42349##B3##A## | Link | CABLE LINK 2500A ACB | #N/A
CF42349##B2##A## | Link | CABLE LINK 2500A ACB | #N/A
CF42349##B1##A## | Link | CABLE LINK 2500A ACB | #N/A
SZV4138#####GPF | Link | IC LINK N-UNF | #N/A
TQ65822##N1 | Link | I/C LINK-N1 | #N/A
TQ65822##N2 | Link | I/C LINK-N2 | #N/A
TQ65822##N3 | Link | I/C LINK-N3 | #N/A
TQ65823###N | Link | RISER LINK-N | #N/A
TQ65824##N1 | Link | O/G LINK-N1 | #N/A
TQ65824##N2 | Link | O/G LINK-N2 | #N/A
TQ30022 | MS | CONTROL PLATE | 11
TQ30036 | MS | CONTROL PLATE-TQ3 | 11
SA74990X | MS | BRACKET | 11
SZR4687N1TA | LINK | DIRECT LINK-N1 | #N/A
SZR4687B2TA | LINK | DIR LINK 800-1600A C 4P TF900 DP - B2 | #N/A
SZR4687Y3TA | LINK | DIR LINK 800-1600A C 4P TF900 DP - Y3 | #N/A
SZR4687Y2TA | LINK | DIR LINK 800-1600A C 4P TF900 DP - Y2 | #N/A
SZR4687R2TA | LINK | DIR LINK 800-1600A C 4P TF900 DP - R2 | #N/A
SZR4687R1TA | LINK | DIR LINK 800-1600A C 4P TF900 DP - R1 | #N/A
SZR4687N2TA | LINK | DIRECT LINK-N2 | #N/A
TQ61707#####GF | Link | I/C LINKY | #N/A
SZT4536IC#R#GP | Link | O/G DROP LINK-R | #N/A
SZT4539ICYB#GP | Link | I/C LINK- Y B | #N/A
SZV4135#####GP | Link | O/G DROP. LINK-Y | #N/A
SZT4459#####GP | Link | I/G LINK RYB DN4-800 | #N/A
SZV4138#####GP | Link | IC LINK N | #N/A
TQ58579#####GP | Link | I/G LINK N DN4-800 | #N/A
ACBSCW1410-101 | ACB | ACB 0800 A , ELECTRICAL-(Motor oprtd-S. | 51
CQ41754#####TIN | Link | 4TH CORE TERMINAL ADAP IN TQ3 CBC | #N/A
CQ72601 | MS | CONTROL PLATE | 11
CQ73332 | MS | CONTROL PLATE | 11
SPE0005800727 | Meter | AMMETER RISHAB,0-75-600A,CLASS 1 | 60
SPE0005801877 | Meter | AMMETERRISHAB,0-50-400A,CLASS 1,NOT APPL | 60
SPE0005801878 | Meter | AMMETERRISHAB,0-100-800A,CLASS 1,NOT APP | 60
SPE0293501002 | Sel Sw | SALZER D-DC STD,16A,9P,4POS SWITCH | 60
SPE0293501057 | Sel Sw | SALZER D-DC STD,16A,6P,4POS SWITCH | 60
SPE0303100014 | Relay | SCHNEIDER RELAY,P14331SA6M0B38L | 60
SPE0347100054 | Ethernet | LT20GF ETHERNET SWITCH | 60
SYWE959TF | Vendor | PART ASSEMBLED SWITCHBOARD | #N/A
SYWE959TQ | Vendor | PART ASSEMBLED SWITCHBOARD | #N/A
SYWE959TQMO1 | Vendor | GENERIC FEEDER | #N/A
SZP4272#####TIN | Link | EARTH LINK-FOR 4TH CORE TERMINATION | #N/A
SZS4124C0SL#TFF | Link | EARTH LINK FOR TF900+TQ3(SF)-UNF | #N/A
SZS4124C0SR#TFF | Link | EARTH LINK FOR TF900+TQ3(SF)-UNF | #N/A
TQ51911 | MS | CONTROL PLATE | 11
CA78842XXXX | MS | LHS PLATE 500H | 11
CA78849XXXX | MS | RHS PLATE 500H | 11
CA78867XXX3 | MS | BRACKET FOR CLUTCH CABLE WITH DN3 | 11
CA78875XX3X | MS | BRACKET FOR BLANK DOOR | 11
CA78875XX4X | MS | BRACKET FOR BLANK DOOR | 11
CA78876XX6X | MS | BRACKET FOR BLANK DOOR | 11
CA78876XX8X | MS | BRACKET FOR BLANK DOOR | 11
CA78900XX8X | MS | SIC L PATE RHS TOP | 11
CA98023XXXX | MS | CHASSIS BASE ASSEMBLY 500H | 11
CA98038XX3X | MS | BLANK DOOR | 11
CA98038XX4X | MS | BLANK DOOR | 11
CA98038XX6X | MS | BLANK DOOR | 11
CA98038XX8X | MS | BLANK DOOR | 11
CF71521 | MS | CABLE LINK SUPPORT | 11
CF74916#LHS | MS | ADDAPTOR LINK SUPPORT BKT | 11
CF74916#RHS | MS | ADDAPTOR LINK SUPPORT BKT | 11
CF76264 | MS | REAR DOOR 320W CLOSED MOULD LOUV | 11
CF76303 | MS | DOOR - 800W 600H (3: MOULDED LOUVER) | 11
CF76354 | MS | RELAY DOOR-320W 600H | 11
CF76358 | MS | RELAY DOOR-600H 800W | 11
CF76360 | MS | ACB DOOR-750H 800W | 11
CF76364 | MS | ACB DOOR-750H 800W | 11
CF76365 | MS | RELAY DOOR-600H 800W | 11
CF76366 | MS | RELAY DOOR-320W 600H | 11
CF76367 | MS | RELAY DOOR-320W 600H | 11
CF76368 | MS | RELAY DOOR-320W 600H | 11
CF76369 | MS | RELAY DOOR-600W 600H | 11
CF76370 | MS | ACB DOOR-600H 600W | 11
CF76371 | MS | RELAY DOOR-600H 800W | 11
CF76372 | MS | ACB DOOR-600H 800W | 11
CF76374 | MS | RELAY DOOR-320W 600H | 11
CF76375 | MS | RELAY DOOR-320W 600H | 11
CF76376 | MS | RELAY DOOR-320W 600H | 11
CF76377 | MS | RELAY DOOR-320W 600H | 11
CF76381###1 | MS | LHS END COVER-SIDE DUCT CF00011 | 11
CF76381###2 | MS | LHS END COVER SIDE DUCT CF00011 | 11
CF76381###3 | MS | LHS END COVER FOR SIDE DUCT CF00011 | 11
CF76382###1 | MS | RHS END COVER SIDE DUCT CF00012 | 11
CF76382###2 | MS | RHS END COVER SIDE DUCT CF00012 | 11
CF76382###3 | MS | RHS END COVER SIDE DUCT CF00012 | 11
CQ70275 | MS | BASE PLATE FOR DM160 | 11
CQ71521 | MS | BASE PLATE CONT MTG | 11
CQ74235 | MS | DOOR-500(DN3-400-1:A96) CLOSED DOOR | 11
CQ74345 | MS | DOOR-200 CLOSE DOOR | 11
CQ74346 | MS | DOOR-600 FIXED CLOSED DOOR | 11
CQ74380 | MS | DOOR-500(DZ1+4:I/L+1) CD | 11
CQ74385 | MS | DOOR-800(DN1+4:I/L+1:A96+1) CD | 11
SA73415T2 | MS | BOT PLATE | 11
SA73416T2 | MS | BOT PLATE | 11
SA74442 | MS | BARRIER ABOVE CN-CS3 (JIT) | 11
SA77760 | MS | CABLE LINK CLAMP - FRONT - TF600W(1250A) | 11
SA77761 | MS | CABLE LINK CLAMP - REAR - TF600W | 11
SA77772 | MS | ARRIER - ABOVE BREAKER - TF600W | 11
SA77775 | MS | BASE PLATE - AUX. EQPMNT - TF600W | 11
SA77785 | MS | BARRIER U.C. - TF600W | 11
SA77794 | MS | O/G LINK SUPPORT PLATE - TF600W (1250A) | 11
SA93984 | MS | BOTTOM PLATE ASSY. - REAR LHS, TF3 SUP | 11
SA93985 | MS | BOTTOM PLATE ASSY-REAR RHS, TF3 SUP | 11
SA93987 | MS | FRONT TOP COVER - LUVER | 11
SA93988 | MS | FRONT BOTTOM COVER - LUVER | 11
SH21342W845 | MS | BARRIER UC SIZE -450 | 11
SH21342W860 | MS | BARRIER UC SIZE 600 | 11
SH77943 | MS | END PLATE 300 REAR | 11
ST28073X | MS | COVER ASSY.-DROPPER PNL-TOP (TF3) | 11
ST28074X | MS | COVER ASSY.-DROPPER PNL-BOT (TF3) | 11
TQ26676 | MS | SUPPORTING ANGLE MTB TQ3-600 | 11
TQ45140#200T16 | MS | SIDE PARTITION TOP RHS | 11
CF44602####GF | Link | BUSBAR 600W 3P | #N/A
CF44668B1###GP | Link | DIRECT LINK B1 | #N/A
CF44668B3###GP | Link | DIRECT LINK B2 | #N/A
CF44668R1## | Link | DIRECT LINK R1 | #N/A
CF44668R3## | Link | DIRECT LINK R3 | #N/A
CF44668Y1###GP | Link | DIRECT LINK Y1 | #N/A
CF44668Y3###GP | Link | DIRECT LINK Y2 | #N/A
CF44672###1#GF | Link | BUSBAR RYB | #N/A
CF44672###2#GF | Link | BUSBAR RYB | #N/A
CF44672###3#GF | Link | BUSBAR RYB | #N/A
CF44674 | Link | DUCT LINK - CF00011,CF00012 | #N/A
CF44675#LHS | Link | DROPPER | #N/A
CF44675#RHS | Link | DROPPER | #N/A
SA40564#####GF | Link | SPACER ACB LINK | #N/A
SA42971###A#GP | Link | MINIBUS B/C CN3200/4000A B PH TF3 | #N/A
SA42972###A#GP | Link | MINIBUS B/C CN3200/4000A Y PH TF3 | #N/A
SA42973###A#GP | Link | MINIBUS B/C CN3200/4000A R PH TF3 | #N/A
SA45403#####GP | Link | DIRECT LINK - R6 | #N/A
SA45404#####GP | Link | DIRECT LINK - R5 | #N/A
SA45405#####GP | Link | DIRECT LINIK - R4 | #N/A
SA45406#####GP | Link | DIRECT LINK - R3 | #N/A
SA45407#####GP | Link | DIRECT LINK - R2 | #N/A
SA45408#####GP | Link | DIRECT LINK - R1 | #N/A
SA45409#####GP | Link | DIRECT LINK - Y6 | #N/A
SA45410#####GP | Link | DIRECT LINK - Y5 | #N/A
SA45411#####GP | Link | DIRECT LINK - Y4 | #N/A
SA45412#####GP | Link | DIRECT LINK - Y3 | #N/A
SA45413#####GP | Link | DIRECT LINK - Y2 | #N/A
SA45414#####GP | Link | DIRECT LINK - Y1 | #N/A
SA45415#####GP | Link | DIRECT LINK - B6 | #N/A
SA45416#####GP | Link | DIRECT LINK - B5 | #N/A
SA45417#####GP | Link | DIRECT LINK - B4 | #N/A
SA45418#####GP | Link | DIRECT LINK - B3 | #N/A
SA45419#####GP | Link | DIRECT LINK - B2 | #N/A
SA45420#####GP | Link | DIRECT LINK - B1 | #N/A
SA45583#####GP | Link | B/C LINKS | #N/A
SA45584#####GP | Link | B/C LINKS | #N/A
SA45585#####GP | Link | B/C LINKS | #N/A
SA45586#####GP | Link | B/C LINKS | #N/A
SA45587#####GP | Link | B/C LINKS | #N/A
SA45588#####GP | Link | B/C LINKS | #N/A
SA45589#####GP | Link | B/C LINKS | #N/A
SA45590#####GP | Link | B/C LINKS | #N/A
SA45591#####GP | Link | B/C LINKS | #N/A
SA45592#####GP | Link | B/C LINKS | #N/A
SA45593#####GP | Link | B/C LINKS | #N/A
SA45594#####GP | Link | B/C LINKS | #N/A
SA45595#####GP | Link | B/C LINKS | #N/A
SA45596#####GP | Link | B/C LINKS | #N/A
SA45597#####GP | Link | B/C LINKS | #N/A
SA45598#####GP | Link | B/C LINKS | #N/A
SA45599#####GP | Link | B/C LINKS | #N/A
SA45600#####GP | Link | B/C LINKS | #N/A
SA46006R001 | Link | DIRECT LINK | #N/A
SA46006R002#GF | Link | VERTICAL LINK-R | #N/A
SA46277RH04#GP | Link | COUPLING BUSBAR- RH | #N/A
SA46277RH05#GP | Link | COUPLING LINK_6" AL BB_NEW COUPLING | #N/A
SA46277RH06#GP | Link | COUPLING BUSBAR - RHS | #N/A
SH31228LH4A#GP | Link | COUPLING BUSBAR TQ3+TF3 100MM COLLAR | #N/A
SH31228LH5A#GP | Link | COUPLING BUSBAR TQ3+TF3 100MM COLLAR | #N/A
SH31228LH6A#GP | Link | COUPLING BUSBAR TQ3+TF3 100MM COLLAR | #N/A
SZS4370###A#GF | Link | BUSBAR RYB | #N/A
SZS4371###A#GF | Link | CUT FISH PLATE-MID | #N/A
SZS4372###A#GF | Link | CUT FISHPLATE-TOP &amp; BTM | #N/A
SZU4981##B1 | Link | B/C RISER LINK 4000A B/C | #N/A
SZU4981##B2 | Link | B/C RISER LINK 4000A B/C | #N/A
SZU4981##B3 | Link | B/C RISER LINK 4000A B/C | #N/A
SZU4981##B4 | Link | B/C RISER LINK 4000A B/C | #N/A
SZU4981##B5 | Link | B/C RISER LINK 4000A B/C | #N/A
SZU4981##B6 | Link | B/C RISER LINK 4000A B/C | #N/A
SZU4981##R1 | Link | B/C RISER LINK4000 A B/C | #N/A
SZU4981##R2 | Link | B/C RISER LINK4000 A B/C | #N/A
SZU4981##R3 | Link | B/C RISER LINK4000 A B/C | #N/A
SZU4981##R4 | Link | B/C RISER LINK4000 A B/C | #N/A
SZU4981##R5 | Link | B/C RISER LINK 4000 A B/C | #N/A
SZU4981##R6 | Link | B/C RISER LINK 4000 A B/C | #N/A
SZU4981##Y1 | Link | B/C RISER LINK 4000 A B/C | #N/A
SZU4981##Y2 | Link | B/C RISER LINK 4000 A B/C | #N/A
SZU4981##Y3 | Link | B/C RISER LINK 4000 A B/C | #N/A
SZU4981##Y4 | Link | B/C RISER LINK 4000 A B/C | #N/A
SZU4981##Y5 | Link | B/C RISER LINK 4000A B/C | #N/A
SZU4981##Y6 | Link | B/C RISER LINK 4000A B/C | #N/A
TF26600#####GP | Link | B/C DROPPER - SUP | #N/A
CA56183XXXX | PR | GASKET FOR PADLOCK | #N/A
CF60080##6W | PR | DIRECT LINK SPT - 1600C -3P | 40
SA42053 | PR | FISH PLATE EXTERNAL EB TERMINATION | 61
SA42058 | PR | EARTHLINK M S FLAT TF3-FR | 61
SA44622 | PR | E/LINK FOR 6*50 MS EARTHBAR TQ3 | 61
SA44623 | PR | COUPLING EARTH LINK RHS | 61
SA50376 | PR | WIRE SADDLES TF3 M/TQ3 M | 71
SH31230MS01 | PR | EARTH BAR FISH PLATE | #N/A
SH31230MS02 | PR | EARTH BAR FISH PLATE | #N/A
SH77605 | PR | THERMOSTAT MOUNTG BRAKET,TF&amp;amp;amp; | #N/A
1SVR405611R1000 | OEN | ABB CR-M,24V DC,2 C/O,CR-M024DC2 | 60
1SVR405613R9000 | OEN | ABB CR-M,220V DC,4 C/O,CR-M220DC4 | 60
1SVR405651R1000 | OEN | ABB CR-M,STD SOCKET,2C/O,SCREW,CR-M2SS | 60
1SVR405651R3000 | OEN | ABB CR-M,STD SOCKET,2/4C/O,SCREW,CR-M4SS | 60
1SVR405658R1000 | OEN | ABB CR-M,MARKER,,CR-M | 60
1SVR405659R1100 | OEN | ABB CR-M,METAL HOLDER,,CR-MH1 | 60
ACBSCS1716-116 | ACB | ACB 0800 A , ELECTRICAL-(Motor oprtd-S. | 51
ACBSCS1716-204 | ACB | ACB 4000 A , ELECTRICAL-(Motor oprtd-S. | 51
ACBSCS1716-254 | ACB | ACB 4000 A , ELECTRICAL-(Motor oprtd-S. | 51
CA78934XXXX | MS | HANDLE 500H AND ABOVE | 11
CA78942XXXX | MS | SCRATCH PROTECTION PLATE | 11
CF44696B600#GP | Link | MINIBUS - B | #N/A
CF44696R600#GP | Link | MINIBUS - R | #N/A
CF44696Y600#GP | Link | MINIBUS - Y | #N/A
CF44697B600#GP | Link | MINIBUS - B | #N/A
CF44697R600#GP | Link | MINIBUS - R | #N/A
CF44697Y600#GP | Link | MINIBUS - Y | #N/A
CF76266 | MS | REAR CLOSED DOOR - TF600W MOULD LOUV | 11
CF76411 | MS | RELAY DOOR-600H 800W | 11
CF76416 | MS | RELAY DOOR-600W 600H | 11
CF76417 | MS | RELAY DOOR-600W 600H | 11
CF76418 | MS | RELAY DOOR-600W 600H | 11
CQ74434 | MS | CT MOUNTING BKT | 11
CQ74435 | MS | CT MOUNTING BKT | 11
CS94101DOOO | MNX | MNX 18 CONTR.1NC 415V,50Hz | 53
CS94110DOOO | MNX | MNX 25 CONTR.415V 50Hz | 53
SA73483 | MS | DROPPER SHIELD | 11
SH00023D07R | CT VT | 100-120/1A 10VA CL5P10 BPL RC CT | 60
SPE0042700651 | Meter | DIGITAL AC VOLTMETER,220V DC,0-500V | 60
SPE0042700653 | Meter | DIGITAL AC AMMETER,220V DC,0-3200A | 60
SPE0096700104 | CT VT | CTNEW 3200,1A,15,PROTECTION,CL.5P20,BPL, | 60
SPE0107801030 | CT VT | 3200A/1A CLPS CTs | 60
SPE0117800053 | CT VT | 400A/1A,10VA,CL1,RESIN CAST | 60
SPE0117802633 | CT VT | 100A/1A,10VA,CL1,RESIN CAST (CLASS-E) | 60
SPE0117802959 | CT VT | 3200A/1A,15VA,CL0.5S,RESIN CAST (CLASS-E | 60
SPE0117803008 | CT VT | 3200A/1A,15VA,CL0.5S,RESIN CAST (CLASS-E | 60
SPE0123801516 | CT VT | 400A/1A,10VA,5P20 CT | 60
SPE0123802054 | CT VT | 3200A/1A,15VA,5P20 CT | 60
SPE0132200016 | Wire | 6SQMM,BROWN,FRLS,650/1100V,PVC WIRE | 72
SPE0199600001 | Communication | EKI-1221,MODBUS GATEWAY,ADVANTECH | 60
SPE0228700030 | CT VT | CONTROL TRAFO, 2000 VA, 395-405-415-425- | 60
SPE0247800028 | Relay | 1:O/C-NON-DIRECTIONAL,7SR1102-3NA77-1CA0 | 60
SPE0290300016 | Sel Sw | SALZER BREAKER CONTROL SWITCH ORDER NO:3 | 60
SPE0293501526 | Sel Sw | SALZER D-DC STD,16A,8P,4POS SWITCH | 60
SPE0293501527 | Sel Sw | SALZER D-DC STD,16A,8P,4POS SWITCH | 60
SPE0293501528 | Sel Sw | SALZER D-DC STD,16A,3P,4POS SWITCH | 60
SPE0341400024 | Relay | 7SJ66 RELAY- 7SJ6621-5EB90-1FE4-L0R | 60
SPE0341400048 | Relay | 7SJ66 RELAY- 7SJ6622-5EB90-1FF4-LOR | 60
SPE0341400050 | Relay | 7SJ66 RELAY- 7SJ6612-5EB90-1HF0-LOR | 60
SPE0389900034 | Relay | SIEMENS RELAY, 7SR1205-4NA77-1CA0 | 60
SPE0424000004 | PB | ESBEE P.B. ACTUATOR- EG03FDLW220D | 60
SYSF945TF | Vendor | PART ASSEMBLED SWITCHBOARD | #N/A
SYSF945TQ | Vendor | PART ASSEMBLED SWITCHBOARD | #N/A
SYSF945TQMO1 | Vendor | GENERIC FEEDER | #N/A
SZP5232 | PR | OG SHROUD FOR 125CONTACT W/O ADDAPTOR | 40
TF29295A | MS | 600W LOUVERED DOOR TOP | 11
TF29296A | MS | COVER-FRONT (BOT)-600W TF | 11
TF40991 | MS | DOOR TOP COVER-REAR-TF600W | 11
TF50055F### | MS | HOOD ASSY. FRONT - 600W PNL | 11
TF50055R### | MS | HOOD ASSY. REAR - 600 PNL | 11
WR300BB12RS | Meter | 3P 4W TVM 110V (L-L) 1A CL- 0.5 BM RS485 | 67
ZX80020 | Relay | MCOMP SMALL CURRENT MODULE 5 - 0.5M CABL | 67
SPE0293501439 | Sel Sw | SALZER S-AC STD,16A,4P,4POS SWITCH | 60
SPE0293501561 | Sel Sw | SALZER S-AC STD,16A,3P,4POS SWITCH | 60
SPE0293501562 | Sel Sw | SALZER S-AC STD,16A,6P,4POS SWITCH | 60
VAJH13YF6001ABA | Relay | AREVA VAJH13 RELAY WD NO:01VAJH13YF-001 | 60
VAJH23ZG6004ABA | Relay | AREVA VAJH23 RELAY WD NO:01VAJH23ZG-001 | 60
SPE0425700001 | Relay | EPCOS RELAY:B44066R5916A415N1 | 60
SPE0122500003 | OEN | OEN 67AP-2304C5 BASE WITH RETAINER CLIP | 60
SPE0101175339 | Relay | DC OVERLOAD RELAY . | 60
SPE0159200009 | TERMINAL | ELMEX KUT4 TERMINAL | 61
SPE0159300001 | TERMINAL | ELMEX END PLATE KPX | 61
SPE0089500013 | Relay | P122B00Z112CB0 | 60
SPE0089500170 | Relay | MICOM P127BA0Z112GA0 | 60
SPECM64BF3A | Relay | SKE11 RELAY W.D.: MBDZ 612-1 | 60
DZ1F0100NXF1AOOOO | DZ | MCCB dsine DZ1-160N 100A 4P 50kA iTRP1 | 52
DZ1F0125NXD1AOOOO | DZ | MCCB dsine DZ1-160N 125A 4P 50kA VTVM | 52
CS96158BOOO | MO | MO C100 - 240 V COIL,50/60 Hz (NO AUX) | 53
CL91181OOOO | ACB SPARE | Pole Assy Fr1 400-1600A(N);OMEGA | 51
ST34413OOFOM | MOG | MPCB ROTARY KNOB MNXG1 0.25-0.40A,150kA | 65
UW220SFBA200018892 | ACB | UW F2 2000A S 4P EB B/C | 51
CS96157BOOO | MO | MO C85 - 240 V COIL,50/60 Hz (NO AUX) | 53
CS90940OOOO | MO | Spreader Link Kit - MO 250/300A | 53
CM92106OOP1OG | DN | MCCB dsine DN2-250N 250A 4P TM(Mag 6-10) | 52
CS96322BOOO | MO | MO C25 240V COIL (NO) | 53
LTCCD320B2 | CAPACITOR | 20kVAR-LT STD CAP, 440V , 3 Ph | 53
LTCCD325B2 | CAPACITOR | 25kVAR-LT STD CAP, 440V , 3 Ph | 53
UW108NFBA200018314 | ACB | OMEGA FR1 800A N 4P100%N EBR | 51
UW112NFBA200018898 | ACB | UW F1 1250A N 4P EB B/C | 51
UW112NFC0000018895 | ACB | UW F1 1250A N 4PCRADLE | 51
UW220SFC0000018896 | ACB | UW F2 2000A S 4PCRADLE | 51
UW332HFBA200018893 | ACB | UW F3 3200A H 4P EB B/C | 51
UW332HFC0000018897 | ACB | UW F3 3200A H 4PCRADLE | 51
SZQ4385F | Link | FISH PLATE 6'' BUS BAR | #N/A
SZQ4387F | Link | FISH PLATE 6" BUS BAR | #N/A
SH31025B1MC | Link | DIRECT LINK B- 3200/4000S 3/4P ACB | #N/A
SH31025B2MC | Link | DIRECT LINK B- 3200/4000S 3/4P ACB | #N/A
SH31025B3MC | Link | DIRECT LINK B- 3200/4000S 3/4P ACB | #N/A
SH31025B4MC | Link | DIRECT LINK B- 3200/4000S 3/4P ACB | #N/A
SH31025B5MC | Link | DIRECT LINK B | #N/A
SH31025B6MC | Link | DIRECT LINK B- 3200/4000S 3/4P ACB | #N/A
SH31025N1MC | Link | DIRECT LINK N- 3200/4000S 4P ACB | #N/A
SH31025N2MC | Link | DIRECT LINK N- 3200/4000S 4P ACB | #N/A
SH31025N3MC | Link | DIRECT LINK N- 3200/4000S 4P ACB | #N/A
SH31025R1MC | Link | DIRECT LINK R- 3200/4000S 3/4P ACB | #N/A
SH31025R2MC | Link | DIRECT LINK R- 3200/4000S 3/4P ACB | #N/A
SH31025R3MC | Link | DIRECT LINK R- 3200/4000S 3/4P ACB | #N/A
SH31025R4MC | Link | DIRECT LINK R- 3200/4000S 3/4P ACB | #N/A
SH31025R5MC | Link | DIRECT LINK R- 3200/4000S 3/4P ACB | #N/A
SH31025R6MC | Link | DIRECT LINK R- 3200/4000S 3/4P ACB | #N/A
SH31025Y1MC | Link | DIRECT LINK Y- 3200/4000S 3/4P ACB | #N/A
SH31025Y2MC | Link | DIRECT LINK Y- 3200/4000S 3/4P ACB | #N/A
SH31025Y3MC | Link | DIRECT LINK Y- 3200/4000S 3/4P ACB | #N/A
SH31025Y4MC | Link | DIRECT LINK Y- 3200/4000S 3/4P ACB | #N/A
SH31025Y5MC | Link | DIRECT LINK Y- 3200/4000S 3/4P ACB | #N/A
SH31025Y6MC | Link | DIRECT LINK Y- 3200/4000S 3/4P ACB | #N/A
SH31232##5C | Link | SPACER TF3 U-POWER | #N/A
SH31318BN1CF | Link | ADAPTOR FOR TOP/BOT TERMINAL TF3 OMEGA | #N/A
SH31318BN2CF | Link | ADAPTOR FOR TOP/BOT TERMINAL TF3 OMEGA | #N/A
SH31318BN3CF | Link | ADAPTOR FOR TOP/BOT TERMINAL TF3 OMEGA-U | #N/A
SH31318BP1CF | Link | ADAPTOR FOR TOP/BOT TERMINAL TF3 OMEGA | #N/A
SH31318BP2CF | Link | ADAPTOR FOR TOP/BOT TERMINAL TF3 OMEGA-U | #N/A
SH31318BP3CF | Link | ADAPTOR FOR TOP/BOT TERMINAL TF3 OMEGA-U | #N/A
SH31318BP4CF | Link | ADAPTOR FOR TOP/BOT TERMINAL TF3 OMEGA | #N/A
SH31318BP5CF | Link | ADAPTOR FOR TOP/BOT TERMINAL TF3 OMEGA-U | #N/A
SH31318TN1CF | Link | ADAPTOR LINKS TTRM FR3 OMEGA IN TF3 | #N/A
SH31318TN2CF | Link | ADAPTOR LINKS TTRM FR3 OMEGA IN TF3 | #N/A
SH31318TN3CF | Link | ADAPTOR LINKS TTRM FR3 OMEGA IN TF3-UNF | #N/A
SH31318TP1CF | Link | ADAPTOR LINKS TTRM FR3 OMEGA IN TF3-UNF | #N/A
SH31318TP2CF | Link | ADAPTOR LINKS TTRM FR3 OMEGA IN TF3 | #N/A
SH31318TP3CF | Link | ADAPTOR LINKS TTRM FR3 OMEGA IN TF3-UNF | #N/A
SH31318TP4CF | Link | ADAPTOR LINKS TTRM FR3 OMEGA IN TF3 | #N/A
SH31318TP5CF | Link | ADAPTOR LINKS TTRM FR3 OMEGA IN TF3 | #N/A
SH31323RYB1#GFF | Link | ADAPTOR LINKS FR2 OMEGA-UNF | #N/A
SH31323RYB2#GFF | Link | ADAPTOR LINKS FR2 OMEGA IN TF3-UNF | #N/A
SH31323RYB3#GFF | Link | ADAPTOR LINKS FR2 OMEGA IN TF3-UNF | #N/A
SH31323RYB4#GFF | Link | ADAPTOR LINKS FR2 OMEGA IN TF3-UNF | #N/A
CQ40647BB41 | Link | ADAPTOR LINKS B-PH BOT ENTRY | #N/A
CQ40647YB41 | Link | ADAPTOR LINKS Y-PH BOT ENTRY | #N/A
CQ74473 | MS | CONTROL PLATE | 11
LOOSE-BOX5 | PKG | EXP PKG (400X470X620 V=0.08) | 20
SA42007 | Link | EARTH BAR TF3 - 1 PANEL (6X50 MM CU) | #N/A
SA42007W850 | Link | EARTHBAR - 850W 1 PNL | #N/A
SA42008W850 | Link | EARTHBAR - 850W 2 PNL | #N/A
SA42928W850 | Link | BUSBAR-850W STAND ALONE 1 PANEL | #N/A
SA42945W850 | Link | BUSBAR-850W | #N/A
SA42947W850 | Link | BUSBAR-850W | #N/A
SA73276W850 | MS | BOTTOM PLATE-MIDDLE TQ3 DF-850W | 11
SA73277W850 | MS | BOTTOM PLATE-CBC-850W | 11
SA73971W850 | MS | DROPPER SHIELD | 11
SA73972W850 | MS | DROPPER SHIELD | 11
SA73975W850 | MS | BRACKET FOR DROPPER SHIELD | 11
SA75648#MID | MS | TOP PLATE-MID | 11
SA75648FMS3 | MS | TOP PLATE - MID - 3 THICK MS | 11
SH25059 | MS | CHANNEL - BUSBAR ZONE BARRIER | 11
SH25060#150T12 | MS | BARRIER-BB ZONE | 11
SH25061 | MS | BUSBAR SUPPORT - MS MID | 11
SH25074 | MS | BARRIER - BUSBAR ZONE | 11
SK00333OOOO | FN | Key Lock FN250 Type A | 53
SPE0005801524 | Meter | AMMETER AE,0-40-320A,CLASS 1,NOT APPLICA | 60
SPE0005801865 | Meter | AMMETERAE,0-15-120A,CLASS 1,NOT APPLICAB | 60
SPE0005801866 | Meter | AMMETERAE,0-25-200A,CLASS 1,NOT APPLICAB | 60
SPE0108500280 | Sel Sw | KAYCEE 2 POLE,4 POSITION,16 A | 60
SPE0108500286 | Sel Sw | KAYCEE 2 POLE,4 POSITION,16 A | 60
SPE0108500417 | Sel Sw | KAYCEE 2 POLE,4 POSITION,16 A | 60
SPE0108500482 | Sel Sw | KAYCEE 6 POLE,4 POSITION,16 A | 60
SPE0108500483 | Sel Sw | KAYCEE 6 POLE,4 POSITION,16 A | 60
SPE0117801615 | CT VT | 25A/1A,15VA,CL1,RESIN CAST (CLASS-E) | 60
SPE0122801991 | PKG | 19MMFULL ( DOMESTIC ),2675H, 1227D, 1240 | 20
SPE0122801992 | PKG | 19MMFULL ( DOMESTIC ),2675H, 1227D, 2090 | 20
SPE0149200114 | Meter | EM6400NG METER,44-277V AC/DC,0.5S | 60
SPE0186200017 | PR | HEAT SHRINKABLE SLEEVE,6.4 MM,YELLOW | #N/A
SPE0192000002 | TTB | TTB,3PH 4W,WIRE SCREW TYPE-FRONT CONN,DA | 60
SPE0228700221 | CT VT | CONTROL TRAFO, 100 VA, 415 V/55-0-55 V | 60
SYXD424TQ | Vendor | PART ASSEMBLED SWITCHBOARD | #N/A
SYXD424TQMO1 | Vendor | GENERIC FEEDER | #N/A
SZP7624W850 | MS | TOP PLATE | 11
SZP7625MS3#W850 | MS | TOP PLATE | 11
SZP7634W850 | MS | HBB BARRIER FOR TQ3 FXD -RELIANCE | 11
SZP7635W850 | MS | BARRIER-BELOW HBB-850W | 11
SZR7043 | MS | LINK SUPPORT BRACKET | 11
SZR7044#600B | MS | SIDE PARTITION SHEET RHS | 11
SZR7869W850 | MS | ISMC BASE 75 MM TQ3 850W | 11
SZS4337Y2FA | Link | Z LINK | #N/A
SZS4341R#AL850 | Link | LINK-R | #N/A
SZS4341Y#AL850 | Link | LINK-Y | #N/A
SZS4342B#AL850 | Link | LINK-B | #N/A
SZS4342N#AL850 | Link | LINK-N | #N/A
TQ30207 | MS | CONTROL PLATE-TQ3 | 11
TQ57057 | MS | DOOR-400 FIX FEEDER | 11
TQ65476 | MS | CONTROL PLATE | 11
TQ65476M | MS | CONTROL PLATE | 11
TQ66386 | MS | TQ3 CBC DOOR WITH 1:I/L+1:A96 | 11
TQ66660DR01 | MS | DOOR-600 | 11
SPE0108600120 | Sel Sw | SALZER 16 A, 2 POLE, 4 POSITION | 60
SPE0108600290 | Sel Sw | SALZER 16 A, 2 POLE, 4 POSITION | 60
SPE0293501035 | Sel Sw | SALZER S-AC STD,16A,4P,4POS SWITCH | 60
SPE0146000006 | TERMINAL | PHOENIX ATP-OTTA 2,5 (0790572) | 61
SPE0146200011 | TERMINAL | PHOENIX END COVER D-OTTA 2,5 (0790569) | 61
SPE0167800005 | TERMINAL | PHOENIX MARKER ZB 8 LGS (1052015) 1-10 | 61
SPE0395800088 | PKG | PACK WOODTF900,2400 mm,944mm DEPTH | 20
SPE0395800090 | PKG | PACK WOODTF900,2400 mm,944mm DEPTH | 20
SPE0395800091 | PKG | PACK WOODTF900,2400 mm,944mm DEPTH | 20
SPE0395800092 | PKG | PACK WOODTF900,2400 mm,944mm DEPTH | 20
SPE0396000033 | PKG | AL FOIL: TF900,2400 mm,944mm DEPTH | 20
SPE0396000035 | PKG | AL FOIL: TF900,2400 mm,944mm DEPTH | 20
SPE0396000036 | PKG | AL FOIL: TF900,2400 mm,944mm DEPTH | 20
SPE0396000037 | PKG | AL FOIL: TF900,2400 mm,944mm DEPTH | 20
SPE0396100018 | PKG | GIPACK: TF900,2400 mm,944mm DEPTH | 20
SPE0396100020 | PKG | GIPACK: TF900,2400 mm,944mm DEPTH | 20
SPE0396100022 | PKG | GIPACK: TF900,2400 mm,1144mm DEPTH | 20
SPE0396100023 | PKG | GIPACK: TF900,2400 mm,944mm DEPTH | 20
ACBSCRE069-801 | ACB | ACB 1250 A , ELECTRICAL-(Motor oprtd-S. | 51
ACBSCRE069-901 | ACB | ACB 2000 A , ELECTRICAL-(Motor oprtd-S. | 51
ACBSCRE069-903 | ACB | ACB 1250 A , ELECTRICAL-(Motor oprtd-S. | 51
ACBSCRE069-904 | ACB | ACB 2000 A , ELECTRICAL-(Motor oprtd-S. | 51
CS96324BOOO | MO | MO C50 240V COIL (NO) | 53
CS97020BOOO | MCX | MCX 32 Contactor-240V, 50Hz | 53
SA44472####C## | Link | ISOLATING LINK N ACB IN TQ3 CU | #N/A
SA45359####CGFF | Link | N LINK 800-1250A TF900-UNF | #N/A
SZP4895####CGFF | Link | N-LINK FOR DNCT-1250A O/G-UNF | #N/A
SZP4896####CGFF | Link | N-LINK FOR DNCT-1250A O/G-UNF | #N/A
CA41687UY58 | Link | PCC HZ. EARTH BAR-CU-1000, 300 | #N/A
CA43293VXXXGP | Link | HEB-VEB CONNECTOR LINK REAR | #N/A
CA70160QX1X | MS | A-COMP SHROUD-Z TYPE-TOP | 11
CA72163C112 | MS | Rear RHS Bottom plate | 11
CA73267XXX1 | MS | ACB BREAKER PLATE 5 X 25 VEB | 11
CA73329C112 | MS | Rear LHS Bottom plate | 11
CA74077F1XX | MS | AUX BUS PLATE 410BB COMPARTMENT 1000W | 11
CA74077F3XX | MS | AUX BUS VERTICAI BASE PLATE | 11
SL97576OOOO | DL/DM | ACC DM/DH/DL250/400 Shunt 240VAC/110VDC | 52
SPE0108600029 | Sel Sw | SALZER 16 A, 2 POLE, 4 POSITION | 60
SPE0117803011 | CT VT | 4000A/5A,15VA,CL1,RESIN CAST (CLASS-E) | 60
SPE0250800013 | SURGE | MCD 50 B,320V,1-POLE,5096 86 0 | 60
SYEP031TS | Vendor | PART ASSEMBLED SWITCHBOARD | #N/A
TH48091XXXXX | Link | BUSBAR 1000 B/C LHS SIDE DUCT | #N/A
TH48092XXXXX | Link | BUSBAR 300W DRP PANEL RHS DUCT | #N/A
UW340HFB5200018859 | ACB | UW F3 4000A H 4P EB MTX4.5 | 51
UW340HFC0000018865 | ACB | UW F3 4000A H 4PCRADLE | 51
XT00146XXXG | PR | ALU. STUD - 171.7 mm | 61
CA72304XXXX | MS | SUPPORT CHNL CLAMP | 11
CA71949PX4P | MS | SPRT CHANNEL DUCT LINK 4000A_AL | 11
CA71954PY4P | MS | SPRT CHANNEL V LINK 4000A | 11
CA72046XXXX | MS | OG LINK PARTITION | 11
CA72177C612 | MS | REAR BOTTOM PLATE FOR 600 W,1260D | 11
CA72303XXXX | MS | DUCT RISER SPRTNG FIX CHANNEL | 11
CA72612XXXX | MS | BKT 1 FOR PULTRUDED SUPPORT | 11
CA72613XXXX | MS | BKT R FOR PULTRUDED SUPPORT | 11
CA72614XXXX | MS | BKT L FOR PULTRUDED SUPPORT | 11
CA72687XXXX | MS | LINK-SUPPORT-FR1-OMEGA | 11
CA72781XXXX | MS | PC SHROUD FR1 OMEGA 4P | 11
CA72782XXXX | MS | PC SHROUD2 FR1 OMEGA 4P | 11
CA72783XXXX | MS | SHROUD FR1 OMEGA 4P BUSBAR | 11
CA72809XXXX | MS | DUCT LINK SUPPORTING BRACKET | 11
CA72922XL41 | MS | R-TOP VERT SHROUD | 11
CA72923XL41 | MS | L-TOP VERT SHROUD | 11
CA72925XXXX | MS | NEUTRAL LINK SUPPORT 3PN | 11
CA73256B1XF | MS | HOOD_TOP COVER_LARGE_1000W | 11
CA73256B3XF | MS | HOOD_TOP COVER_LARGE_300W | 11
CA73256B6XF | MS | HOOD_TOP COVER_LARGE_600W | 11
CA73256B8XF | MS | HOOD_TOP COVER_LARGE_800W | 11
CA73614XXX2 | MS | FR1-BC SUPPORT CHANNEL | 11
CA73658D8X2 | MS | A COMPARTMENT VERT BASE PLATE-FR2 | 11
CA74077F6XX | MS | AUX BUS VERTICAI BASE PLATE | 11
CA74077F8XX | MS | AUX BUS BARRIER | 11
CA74268QX6X | MS | REAR DUCT TOP PARTITION | 11
CA74286PX62 | MS | SUPPORTING CHANNEL | 11
CA74286PX63 | MS | SUPPORTING CHANNEL | 11
CA74286XXX3 | MS | SUPPORTING CHANNEL | 11
CA74332XXX1 | MS | FR3 GUTKA SUPPORT FIX BKT | 11
CA74406QX6Y | MS | REAR &amp; BOTTOM SHROUD | 11
CA74406QX8Y | MS | REAR &amp; BOTTOM SHROUD | 11
CA75493QX62 | MS | REAR BOTTOM SHROUD | 11
CA75494QX61 | MS | TOP FIXING SHROUD | 11
CA75536B11R | MS | CANOPY WITH FLAP CUT-OUT REAR | 11
CA75536B1BR | MS | CANOPY WITH FLAP CUT-OUT REAR | 11
CA75536B3BR | MS | CANOPY WITH FLAP CUT-OUT REAR | 11
CA75536B61R | MS | CANOPY WITH FLAP CUT-OUT REAR | 11
CA75536B81R | MS | CANOPY WITH FLAP CUT-OUT REAR | 11
CA75766D6XX | MS | IC BARRIER- CONTROL CHAMBER | 11
CA75766D8XY | MS | IC BARRIER- CONTROL CHAMBER | 11
CA91497B11F | MS | FRAME ASSEMBLY | 11
CA91497B31F | MS | FRAME ASSEMBLY | 11
CA91497B61F | MS | FRAME ASSEMBLY | 11
CA91497B81F | MS | FRAME ASSEMBLY | 11
CA91499B1BR | MS | HOOD FRAME ASSEMBLY | 11
CA91549XXXX | MS | l channel assy for fr2_800w | 11
CA91550XXXX | MS | u channel assy_fr2_800W_ddil | 11
CA91672XX12 | MS | 1260D PCC2PMCC ENDCOVER (BOTTOM LHS-RHS) | 11
CA91672XX13 | MS | 1260D PCC2PMCC ENDCOVER (BOTTOM LHS-RHS) | 11
CA91813XXXX | MS | ASSEMBLY FOR DUCT CHANNEL 600W_DDIL | 11
CA91851XXXX | MS | REAR DEPTHWISE CHANNEL ASSY | 11
CA92034UX1X | MS | TOP HBB WIDTH WISE CHANNEL; | 11
CA92034UX6X | MS | TOP HBB WIDTH WISE CHANNEL-DDIL | 11
CA92034UX8X | MS | TOP HBB WIDTH WISE CHANNEL | 11
CA92043XXXX | MS | HBB REAR DEPTH CHANNEL-50%N-DDIL-ASSM | 11
TH38869XXXX | MS | DL IP BARRRIER SUP BKT | 11
TH71167XXX6 | MS | REAR FIXED DOOR | 11
TH71168XXX6 | MS | REAR FIXED DOOR BOTTOM DOOR | 11
TH76097X12X | MS | TOP PLATE | 11
TH76097X62X | MS | TOP PLATE 336.5mm | 11
TH76097X6XX | MS | TOP PLATE | 11
TH76097X82X | MS | TOP PLATE | 11
TH78138X269 | MS | 300W 560H RELAY DOOR 2: SAL | 11
TH78138X274 | MS | 300W 560H RELAY DOOR 1: SAL | 11
TH78208X716 | MS | DOOR 1000W 760H 6:TYPE'A+1:TYPE'E | 11
TH78208X717 | MS | DOOR 1000W 760H 3:TYPE'A+1:TYPE'E | 11
TH78208X739 | MS | RELAY DOOR 800W 320H | 11
TH78208X745 | MS | RELAY DOOR - 300W 500H | 11
TH78208X746 | MS | METERING DOOR - 800W, 320H | 11
TH78208X747 | MS | DOOR - 800W 760H | 11
TH78208X748 | MS | METERING DOOR - 600W, 760H | 11
TH78208X749 | MS | METERING DOOR - 600W, 760H | 11
TH78221XU22 | MS | REAR TOP BOLTED DOOR WITH ML | 11
TH78221XX12 | MS | REAR TOP BOLTED DOOR WITH MOULDED LOUVER | 11
TH78221XXX2 | MS | REAR TOP BOLTED DOOR WITH MOULDED LOUVER | 11
TH78221XXX6 | MS | REAR TOP BOLTED DOOR WITH MOULDED LOUVER | 11
TH78222XU16 | MS | REAR BOTTOM BOLTED DOOR WITH ML | 11
TH78222XX10 | MS | REAR BOTTOM BOLTED DOOR WITH MOULDED LOU | 11
TH78222XXX2 | MS | REAR BOTTOM BOLTED DOOR WITH MOULDED LOU | 11
TH78222XXX6 | MS | REAR BOTTOM BOLTED DOOR WITH MOULDED LOU | 11
TH78225XU14 | MS | REAR TOP FIXED COVER WITH ML | 11
TH78225XX34 | MS | REAR TOP FIXED COVER WITH MO LOUVER | 11
TH78225XX84 | MS | REAR TOP FI COVER W MO LOUVER | 11
TH90163B12R | MS | FRAME ASSEMBLY REAR 1000D | 11
TH90163B61R | MS | NON STD HOOD ASSY FOR DUCT | 11
TH90163B62R | MS | FRAME ASSEMBLY REAR 1000D | 11
TH90163B82R | MS | FRAME ASSEMBLY REAR | 11
TH75001X163 | MS | METALIC CONTROL PLATE | 11
CA74003X863 | MS | REAR CHNL 900X1100 2400-410 -1863 MM | 11
CA78176XXX1 | MS | IP2X-HBB-1000D-700W | 11
TH74016XXXX | MS | L-BKT 10X50DRP TOP SPT | 11
CA74077F7XX | MS | AUX BUS PLATE 410MM COMPARTMENT 700W | 11
CA76256DJTX | MS | RCE FRONT FIX DOOR 100 x 1820 | 11
CA76812XXX4T16 | MS | INTER PANEL PARTITION FRONT RCE2200-310 | 11
CA76853XX16T16 | MS | INTER PANEL PARTITION (80 PITCH) 2200-41 | 11
CA77986XXX4T16 | MS | INterpanel Barrier RHS | 11
CA78005XXX4 | MS | SHEILD AND SIC MOUTING CHANNEL-RCE | 11
CA78214XXX2T3 | MS | TOP PLATE AOC | 11
CA97376XXX6 | MS | BUSBAR ZONE DOOR ASSY - 80P | 11
CA97580XXXX | MS | HOOD ASSEMBLY-700x1000-80P-int arc | 11
TH71167XX10 | MS | REAR - SPLIT BOLTED DOOR | 11
TH71168XXX8 | MS | REAR FIXED DOOR | 11
TH73158XXX7 | MS | SCPD HANDLE CUTOUT DOOR ,80 PITCH | 11
TH78225XX74 | MS | REAR FIX COVER TOP(7W410BC)MO LOU | 11
TH77823XXXX | MS | 480F BASEPLATE DN3 3P N | 11
CA41793XXX1 | Link | DUCT RISER R&amp; B PHASE | #N/A
CA41794KMY1 | Link | FR2-AL--TDE-HBB CONN LINK-N | #N/A
CA41794KMY2 | Link | FR2-AL-TDE-HBB CONN LINK-N | #N/A
CA41794KMY3 | Link | FR2-AL-TDE-HBB CONN LINK-N | #N/A
CA41794KMY4 | Link | FR2-AL-TDE-HBB CONN LINK-N | #N/A
CA41794KMY5 | Link | FR2-AL-TDE-HBB CONN LINK-N | #N/A
CA41794KMY6 | Link | FR2-AL-TDE-HBB CONN LINK-N | #N/A
CA41795KMD1 | Link | NEUTRAL IC CONNECTOR LINK | #N/A
CA41795KMD2 | Link | NEUTRAL IC CONNECTOR LINK | #N/A
CA41795KMD3 | Link | NEUTRAL IC CONNECTOR LINK | #N/A
CA41795KMD4 | Link | NEUTRAL IC CONNECTOR LINK | #N/A
CA41796MMD1 | Link | NEUTRALDUCT CONNECT LINK | #N/A
CA41796MMD2 | Link | NEUTRALDUCT CONNECT LINK | #N/A
CA41796MMD3 | Link | NEUTRALDUCT CONNECT LINK | #N/A
CA41796MMD4 | Link | NEUTRALDUCT CONNECT LINK | #N/A
CA41852Q4XX | Link | FR2-AL-NEUTRAL DUCT LINK | #N/A
CA41853Q4D1 | Link | FR2-AL-NEUTRAL DUCT LINK | #N/A
CA41853Q4D2 | Link | FR2-AL-NEUTRAL DUCT LINK | #N/A
CA41853Q4D3 | Link | FR2-AL-NEUTRAL DUCT LINK | #N/A
CA41995KLA1 | Link | DIRECT LINK AL R PHASE 1 | #N/A
CA41995KLA2 | Link | DIRECT LINK AL R PHASE 2 | #N/A
CA41995KLB1 | Link | DIRECT LINK AL Y PHASE 1 | #N/A
CA41995KLB2 | Link | DIRECT LINK AL Y PHASE 2 | #N/A
CA41995KLC1 | Link | DIRECT LINK AL B PHASE 1 | #N/A
CA41995KLC2 | Link | DIRECT LINK AL B PHASE 2 | #N/A
CA41996MLJA | Link | OUTGOING LINK AL INCOMER | #N/A
CA41996MLJB | Link | OUTGOING LINK AL INCOMER | #N/A
CA41996MLJC | Link | OUTGOING LINK AL INCOMER | #N/A
CA41996MLJD | Link | OUTGOING LINK AL INCOMER | #N/A
CA41997MLJ7 | Link | OG LINK NEUTRAL PH 4P | #N/A
CA41997MLJ8 | Link | OUTGOING LINK NEUTRAL PHASE 4P AL INCOME | #N/A
CA41997MLJ9 | Link | OG LINK NEUTRAL PH 4P | #N/A
CA41998QLX1 | Link | DUCT RISER FOR INCOMER | #N/A
CA41998QLX2 | Link | DUCT RISER FOR INCOMER | #N/A
CA42533KLE1 | Link | DIRECT LINK R1 DDIL AL | #N/A
CA42533KLE2 | Link | DIRECT LINK R2 DDIL AL | #N/A
CA42533KLF1 | Link | DIRECT LINK Y1 DDIL AL OMEGA | #N/A
CA42533KLF2 | Link | DIRECT LINK Y2 DDIL AL OMEGA | #N/A
CA42533KLG1 | Link | FR1 AL DIRECT LINKS-DDIL-410 | #N/A
CA42533KLG2 | Link | FR1 AL DIRECT LINKS-DDIL-410 | #N/A
CA42533KLH1 | Link | DIRECT LINK N1 DDIL AL OMEGA | #N/A
CA42533KLH2 | Link | DIRECT LINK N2 DDIL AL OMEGA | #N/A
CA42533KLH3 | Link | DIRECT LINK N3 DDIL AL OMEGA | #N/A
CA42533KLH4 | Link | DIRECT LINK N4 DDIL AL OMEGA | #N/A
CA42537KLG1 | Link | DIRECT LINK B1 DDIL AL OMEGA | #N/A
CA42537KLG2 | Link | DIRECT LINK B2 DDIL AL OMEGA | #N/A
CA42684KLDA | Link | DIRECT LINK-N AL-FR1-OMEGA | #N/A
CA42684KLDB | Link | DIRECT LINK-N AL-FR1-OMEGA | #N/A
CA42684KLDC | Link | DIRECT LINK-N AL-FR1 | #N/A
CA42684KLDD | Link | DIRECT LINK-N AL-FR1 | #N/A
CA42685KLH1 | Link | NEUTRAL IC CONNECT LINK | #N/A
CA42685KLH2 | Link | NEUTRAL IC CONNECT LINK | #N/A
CA42685KLH3 | Link | NEUTRAL IC CONNECT LINK | #N/A
CA42686MLH1 | Link | NEUTRAL DUCT CONNECT LINK | #N/A
CA42686MLH2 | Link | NEUTRAL DUCT CONNECT LINK | #N/A
CA42686MLH3 | Link | NEUTRAL DUCT CONNECT LINK | #N/A
CA42688XXXX | Link | ISOLABLE NEUTRAL DUCT LINK | #N/A
CA42689QL41 | Link | VERTICAL DUCT LINK | #N/A
CA45482XB10 | Link | DIRECT LINK FR2 2500A | #N/A
CA45482XB11 | Link | DIRECT LINK FR2 2500A | #N/A
CA45482XR10 | Link | DIRECT LINK FR2 2500A | #N/A
CA45482XR11 | Link | DIRECT LINK FR2 2500A | #N/A
CA45482XXB9 | Link | DIRECT LINK FR2 2500A | #N/A
CA45482XXR9 | Link | DIRECT LINK FR2 2500A | #N/A
CA45482XXY9 | Link | DIRECT LINK FR2 2500A | #N/A
CA45482XY10 | Link | DIRECT LINK FR2 2500A | #N/A
CA45482XY11 | Link | DIRECT LINK FR2 2500A | #N/A
CA45483XN11 | Link | DIRECT LINK FR2 2500A | #N/A
CA45483XN12 | Link | DIRECT LINK FR2 2500A | #N/A
CA45483XN13 | Link | DIRECT LINK FR2 2500A | #N/A
CA45483XN14 | Link | DIRECT LINK FR2 2500A | #N/A
CA45483XN15 | Link | DIRECT LINK FR2 2500A | #N/A
CA45483XXB3 | Link | DIRECT LINK FR2 2500A | #N/A
CA45483XXB4 | Link | DIRECT LINK FR2 2500A | #N/A
CA45483XXR3 | Link | DIRECT LINK FR2 2500A | #N/A
CA45483XXR4 | Link | DIRECT LINK FR2 2500A | #N/A
CA45483XXY3 | Link | DIRECT LINK FR2 2500A | #N/A
CA45483XXY4 | Link | DIRECT LINK FR2 2500A | #N/A
CA45484XXX1 | Link | ACB ADAPTOR FR2 2500A | #N/A
CA45484XXX2 | Link | ACB ADAPTOR FR2 2500A | #N/A
CA45484XXX3 | Link | ACB ADAPTOR FR2 2500A | #N/A
CA45484XXX4 | Link | ACB ADAPTOR FR2 2500A | #N/A
CA45484XXX5 | Link | ACB ADAPTOR FR2 2500A | #N/A
CA45484XXX6 | Link | ACB ADAPTOR FR2 2500A | #N/A
CA45487XXB2 | Link | DIRECT LINK FR2 2500A | #N/A
CA45487XXN3 | Link | DIRECT LINK FR2 2500A | #N/A
CA45487XXR2 | Link | DIRECT LINK FR2 2500A | #N/A
CA45487XXY2 | Link | DIRECT LINK FR2 2500A | #N/A
ST51816XXX3 | Link | FISHPLATE - 150 mm AL BUS | #N/A
ST51816XXX4 | Link | FISHPLATE - 150 mm AL BUS | #N/A
TH40025XXX5 | Link | BUSBAR - 10X150 ( 1000W) F34P B/C | #N/A
TH45055C77X | Link | 700 + 700 - DF PANEL - 10X150 AL | #N/A
TH48084XXX1 | Link | BUSBAR RYBN 1000+300+600 | #N/A
TH48084XXX2 | Link | BUSBAR RYBN 600+600+600 | #N/A
TH48084XXX3 | Link | BUSBAR RYBN 800+600 | #N/A
CA47633XXX3 | Link | OUTGOING LINK 2 | #N/A
CA47638XXXX | Link | isolable n link | #N/A
CA46338BD1A | Link | Z-LINK AL-10x80 DPDF_R1 PHASE | #N/A
CA46338BD3A | Link | Z-LINK AL-10x80 DPDF_Y1 PHASE | #N/A
CA46355BY6AC | Link | L-LINK CU10X50-DPSF N PH | #N/A
CA46363XXX1 | Link | VERTICAL LINK AL N PH | #N/A
CA46369BD1A | Link | L-LINK ALUMINIUM 10X80-DPSF B PH | #N/A
CA46369BD5A | Link | L-LINK ALUMINIUM 10X80-DPSF N PH | #N/A
CA46877XXX4C | Link | 10x50 CU DROPPER-80PITCH-2400/410 | #N/A
CA47587XXX1C | Link | L-LINK CU 50DRP-DDIL | #N/A
CA47588XXXXC | Link | CU ZLINK 10X50DRP-DDIL | #N/A
CA47592XXX1 | Link | DDIL 100%NEUTRAL LINK-AL 10X80DRP | #N/A
CA47593XXX1 | Link | AL B LINK DPSF 80DRP | #N/A
CA47609XXX1C | Link | DDIL 100%NEUTRAL LINK-CU 10X50DRP | #N/A
CA47735XXX5 | Link | PCC HEB FISHPLATE WITH700W | #N/A
CA46363XXX1CGF | Link | VERTICAL LINK CU N PH | #N/A
CA47589XXX1CGF | Link | CU B LINK DPSF 50DRP | #N/A
CA46336XXX1CGF | Link | VERTICAL LINK CU | #N/A
CA46368XXX1CGF | Link | VERTICAL LINK CU R PH | #N/A
CA47720XXT1GF | Link | 400A -TYPE-1 ADAPTOR LINK | #N/A
CA47720XXT2GF | Link | 400A -TYPE-1 ADAPTOR LINK | #N/A
CA41789KEA1 | Link | DL Al FR2 OMEGA-410HBB-2000A-R | #N/A
CA41789KEA2 | Link | DL Al FR2 OMEGA-410HBB-2000A-R | #N/A
CA41789KEA3 | Link | DL Al FR2 OMEGA-410HBB-2000A-R | #N/A
CA41789KEB1 | Link | DL Al FR2 OMEGA-410HBB-2000A-Y | #N/A
CA41789KEB2 | Link | DL Al FR2 OMEGA-410HBB-2000A-Y | #N/A
CA41789KEB3 | Link | DL Al FR2 OMEGA-410HBB-2000A-Y | #N/A
CA41789KEC1 | Link | DL Al FR2 OMEGA-410HBB-2000A | #N/A
CA41789KEC2 | Link | DL Al FR2 OMEGA-410HBB-2000A-B | #N/A
CA41789KEC3 | Link | DL Al FR2 OMEGA-410HBB-2000A-B | #N/A
CA41790KEE1 | Link | DIRECT LINK Al OMEGA FR2 | #N/A
CA41790KEE2 | Link | DIRECT LINK Al OMEGA FR2 | #N/A
CA41790KEE3 | Link | DIRECT LINK Al OMEGA FR2 | #N/A
CA41790KEF1 | Link | DIRECT LINK Al OMEGA FR2 | #N/A
CA41790KEF2 | Link | DIRECT LINK Al OMEGA FR2 | #N/A
CA41790KEF3 | Link | DIRECT LINK Al OMEGA FR2 | #N/A
CA41790KEG2 | Link | DIRECT LINK Al OMEGA FR2 | #N/A
CA41790KEG3 | Link | DIRECT LINK Al OMEGA FR2 | #N/A
CA41849QMR1 | Link | OG DUCT LINK-1-AL-FR2-2000A | #N/A
CA41849QMR2 | Link | OG DUCT LINK-1-AL-FR2-2000A | #N/A
CA41850QMRX | Link | OG DUCT LINK-2-AL-FR2-2000 A | #N/A
CA41851QMR1 | Link | OG DUCT LINK-2-AL-FR2-2000 A | #N/A
CA45535CGJ1 | Link | FR3-OG DUCT LINK | #N/A
CA45535CGJ2 | Link | FR3-OG DUCT LINK | #N/A
CA45535CGJ3 | Link | FR3-OG DUCT LINK | #N/A
CA45535CGJ4 | Link | FR3-OG DUCT LINK | #N/A
CA61076XXX2 | PR | PULTRUDED SUPPORT FR1-4P DL | 40
CA61632XXXX | PR | PULTRUDED XTRA SUPPORT BUS DDIL 1000D | 40
CA66125XXXX | PR | 10X80DRP TOP SUPPORT-AL-80P | #N/A
CA97669XXX4 | PR | 80P AL VERTICAL EARTHBAR ASM | #N/A
CA78223XXX1 | PR | DRP TOP VERT. BARRIER-80P-AL | #N/A
CA78356XXX1 | PR | DRP TOP HOR. BARRIER AL-80P | #N/A
CA94019XXXX | PR | SCREW M8 x 25 PANHEAD | #N/A
CA61633XXX3 | PR | PULTRUDED SUPPORT D LINK 1 TIER‐3PN | 40
3TH30220BB4 | 3TH | 3TH30,2 NO + 2 NC,24 V DC | 60
CL60067OOOO | ACB | Vertical Cradle Adapt, Fr3 5000A;OMEGA | 51
CS94019BOOO | MX0 | MX 0 31E WITH 240 VAC COIL | 53
CL60128OOOO | ACB | Cradle Adapt Fr3 400-4000A;OMEGA | 51
SPE0164800003 | PS MOD | PHOENIX PS, QUINT-PS/ 1AC/24DC/10 | 60
SPE0250800009 | SURGE | MCD 125-B NPE,1-POLE,5096 86 5 | 60
SPE0293501564 | Sel sw | SALZER S-AC STD,16A,8P,4POS SWITCH | 60
SPE0501900001 | Relay | WOODWARD LS5 CONTROLLER- 8440-2150 (5A) | 60
SYEP033TSMO1 | Vendor | GENERIC FEEDER | #N/A
CL60964OOOO | ACB | Cradle Adapt Fr1 2500,Fr2 400-3200;OMEGA | 51
SPE0117802999 | CT VT | 1250A/5A,15VA,CL1,RESIN CAST (CLASS-E) | 60
SPE0117803012 | CT VT | 4000A/5A,15VA,CL1,RESIN CAST (CLASS-E) | 60
SPE0117803016 | CT VT | 2000A/5A,15VA,CL1,RESIN CAST (CLASS-E) | 60
SPE0117801405 | CT VT | 400A/5A,7.5VA,CL1,RESIN CAST (CLASS-E) | 60
SPE0407200002 | Relay | WOODWARD EASYGEN:P/N 8440-2085 | 60
CA56051FZFX | PR | INSULATING COVER INCOMING | #N/A
8108022045 | PR | H S TUBE 73L/F(XA25040),6X50,8 50BB-IN M | 75
UW112SXB5100018863 | ACB | UW F1 1250A S 3P MB MTX4.5 | 51
UW220SXB5100018864 | ACB | UW F2 2000A S 3P MB MTX4.5 | 51
UW112SFC0000018867 | ACB | UW F1 1250A S 4PCRADLE | 51
UW112SXC0000018869 | ACB | UW F1 1250A S 3PCRADLE | 51
UW220SXC0000018870 | ACB | UW F2 2000A S 3PCRADLE | 51
UW225SFC0000018866 | ACB | UW F2 2500A S 4PCRADLE | 51
CM94053OOOOBG | DN | DN3-400S (400A) 3 Pole MCCB with MTX 3.0 | 52
SH67112 | PR | ALU. STUD - 220.8 mm | 61
TH75001X083 | MS | CONTROL PLATE | 11
SYEP033TS | Vendor | PART ASSEMBLED SWITCHBOARD | #N/A
SYEP033TX | Vendor | PART ASSEMBLED SWITCHBOARD | #N/A
SYEP033TSFR1 | Vendor | FRAME ASSEMBLY | #N/A
SYEP033TXMO1 | Vendor | GENERIC FEEDER | #N/A
SH57072 | PR | TUBE HBB SUPPORT | #N/A
UW112SFB5200018861 | ACB | UW F1 1250A S 4P EB MTX4.5 | 51
UW225SFB5200018860 | ACB | UW F2 2500A S 4P EB MTX4.5 | 51
CM97203XOPOAG | DN | Combo:DN2-250N 250A 4P MTX 2.0,SEOM | 52
CM99986BOOO | DN | ACC DN2/DN3 UV 240V AC-Left | 52
SPE0117800088 | CT VT | 250A/1A,10VA,CL1,RESIN CAST | 60
SH49070#####GFF | Link | BUSBAR-TQ3-UNF | #N/A
SA42945#####GF | Link | 4" BUS BAR FIRST PANEL TQ3(JIT) | #N/A
SA42947#####GF | Link | 4"BUSBAR LAST PANEL TQ3 (JIT) | #N/A
CQ40724###Y#GP | Link | RISER LINK RYB FOR DN2-250 3P WITH EOM | #N/A
CQ40724###B#GP | Link | RISER LINK RYB FOR DN2-250 3P WITH EOM | #N/A
CQ40725###Y#GPF | Link | I/C LINK RYB FOR DN2-250 MCCB FDR. | #N/A
SH49643Y1RA#GP | Link | Z LINK-Y PH | #N/A
SH49643Y2RA#GP | Link | Z LINK- Y PH | #N/A
SH49643Y2FA#GP | Link | Z LINK-Y PH | #N/A
CQ40725###B | Link | IC LINK RYB | #N/A
CQ40725###R | Link | IC LINK RYB | #N/A
CQ74349 | MS | DOOR-300 CLOSED DOOR | 11
CQ40724###R#GP | Link | RISER LINK RYB FOR DN2-250 3P WITH EOM | #N/A
SH49643R2RA#GP | Link | Z LINK-R PH | #N/A
SH49643R1RA#GP | Link | Z LINK-R PH | #N/A
SA42123#####GF | Link | FISH PLATE 4" | #N/A
SH49643R2FA#GP | Link | Z LINK | #N/A
SH49643Y1FA#GP | Link | Z LINK | #N/A
CQ72420#600 | MS | SIDE PLATE - 600 | 11
CQ74347 | MS | DOOR-400 CLOSED DOOR | 11
CQ74343 | MS | DOOR 400MM | 11
CA78925XX6X | MS | RHS PLATE 600H/700H/800H | 11
CQ74393 | MS | DOOR-400 | 11
CA78880XXXX | MS | LHS PLATE 600H | 11
SZS4342B#AL | Link | LINK B&N | #N/A
SZS4341Y#AL | Link | LINK R&Y | #N/A
SZS4341R#AL | Link | LINK R&Y | #N/A
CQ74394 | MS | IP BAR WITH C/O FOR DN2-TOP600 | 11
SZS4343R#AL | Link | DROPPER LINK | #N/A
SZS4343B#AL | Link | DROPPER LINK | #N/A
SZS4343Y#AL | Link | DROPPER LINK | #N/A
CA78900XX6X | MS | SIC L PATE RHS TOP | 11
SH77942 | MS | END PLATE 200 REAR | 11
CA78942XXXXF | MS | SCRATCH PROTECTION PLATE-UNF | 11
CF70842 | MS | RELAY DOOR 600H320W | 11
CF71640 | MS | DOOR-600H 800W | 11
CF75060 | MS | RELAY DOOR - 320W 600H | 11
CF76170 | MS | RELAY DOOR - 800W 600H | 11
CF76174 | MS | RELAY DOOR - 800W 450H | 11
CF76176 | MS | ACB DOOR - 800W 750H | 11
CF76177 | MS | ACB DOOR - 800W 750H | 11
CF76188 | MS | RELAY DOOR - 800W 600H | 11
CF76189 | MS | ACB DOOR - 800W 600H | 11
CF76190 | MS | ACB DOOR - 600W 600H | 11
CF76191 | MS | RELAY DOOR - 600W 600H | 11
CF76192 | MS | RELAY DOOR - 800W 450H | 11
CF76193 | MS | RELAY DOOR - 800W 600H | 11
CF76205 | MS | RELAY DOOR - 800W 600H | 11
CF76206 | MS | ACB DOOR - 800W 600H | 11
CF76207 | MS | RELAY DOOR - 800W 450H | 11
CF76265 | MS | REAR CLOSED DOOR - TF600W | 11
CF90046 | MS | TF3 BASE ASSY 800W - FOR 1C CABLE | 11
CF90047 | MS | AOC BASE ASSY - FOR 1C CABLE | 11
CF90177 | MS | BASE ASSY AOC 600W SS | 11
SA73279 | MS | AL BOTTOM PLATE CBC DF TQ3 | 11
SA73322 | MS | AL BOTTOM PLATE REAR LHS TF3-FR | 11
SA73328 | MS | AL BOTTOM PLATE REAR MID TF3-FR | 11
SA73334 | MS | AL BOTTOM PLATE REAR RHS TF3-FR | 11
SA77788AL3# | MS | BOTTOM PLATE - REAR RHS TF3-600W | 11
SA77789AL3# | MS | BOTTOM PLATE - REAR LHS TF3-600W | 11
SZP7917#MS1 | MS | TOP PLATE - 600 W PANEL AOC | 11
SZP7918AL3# | MS | BOTTOM PLATE FOR 600 W AOC | 11
TF29295 | MS | COVER FRONT-TOP-TF600W | 11
TF29296 | MS | COVER FRONT-BOT.-TF600W | 11
TF50360 | MS | CABLE LINK SUPPORT FOR 3200H1/4000H 3P | 11
TF50361 | MS | CABLE LINK CLAMP FOR 3200H1/4000H | 11
TQ63553 | MS | I/P BARRIER-FRONT | 11
TQ63554 | MS | I/P BARIIER-REAR | 11
CF40111##GF | Link | BUSBAR I/C 4000H 3P 800W PNL | #N/A
CF42489##B1 | Link | CABLE LINK-B1 (TOP FDR.) W/O AOC | #N/A
CF42489##B2 | Link | CABLE LINK-B2 W/O AOC | #N/A
CF42489#RY1 | Link | CABLE LINK-R1 &amp;amp;Y1-W/O AOC | #N/A
CF42489#RY2 | Link | CABLE LINK-R2 &amp;amp; Y2 W/O AOC | #N/A
CF43507B1## | Link | LINK-MINIBUS B/C | #N/A
CF43507B2## | Link | LINK-MINIBUS B/C | #N/A
CF43507B3## | Link | LINK-MINIBUS B/C | #N/A
CF43507B4## | Link | LINK-MINIBUS B/C | #N/A
CF43507B5## | Link | LINK-MINIBUS B/C | #N/A
CF43507B6## | Link | LINK-MINIBUS B/C | #N/A
CF43507R1## | Link | LINK-MINIBUS B/C | #N/A
CF43507R2## | Link | LINK-MINIBUS B/C | #N/A
CF43507R3## | Link | LINK-MINIBUS B/C | #N/A
CF43507R4## | Link | LINK-MINIBUS B/C | #N/A
CF43507R5## | Link | LINK-MINIBUS B/C | #N/A
CF43507R6## | Link | LINK-MINIBUS B/C | #N/A
CF43565Y1## | Link | TERMINAL ADAPTOR-Y-PH | #N/A
CF43565Y2## | Link | TERMINAL ADAPTOR-Y-PH | #N/A
CF43565Y3## | Link | TERMINAL ADAPTOR-Y-PH | #N/A
CF43565Y4## | Link | TERMINAL ADAPTOR-Y-PH | #N/A
CF43565Y5## | Link | TERMINALADAPTOR-Y-PH | #N/A
CF43565Y6## | Link | TERMINAL ADAPTOR-Y-PH | #N/A
CF43566Y1## | Link | BC LINKS-Y-PH | #N/A
CF43566Y2## | Link | BC LINKS-Y-PH | #N/A
CF43566Y3## | Link | BC LINKS-Y-PH | #N/A
CF43566Y4## | Link | BC LINKS-Y-PH | #N/A
CF43566Y5## | Link | BC LINKS-Y-PH | #N/A
CF43566Y6## | Link | BC LINKS-Y-PH | #N/A
CF43587R1##GP | Link | DIRECT LINKS-R PH | #N/A
CF43587R2##GP | Link | DIRECT LINK-R2 | #N/A
CF43587R3##GP | Link | DIRECT LINKS-R-PH | #N/A
CF43587R4##GP | Link | DIRECT LINKS-R4 PH | #N/A
CF43587R5##GP | Link | DIRECT LINKS-R-PH | #N/A
CF43587R6##GP | Link | DIRECT LINKS-R-PH | #N/A
CF44428#11A | Link | CABLE LINK - 3200H1/4000H - 5:630SQMM PE | #N/A
CF44428#12A | Link | CABLE LINK - 3200H1/4000H - 5:630SQMM PE | #N/A
CF44428#13A | Link | CABLE LINK - 3200H1/4000H - 5:630SQMM PE | #N/A
CF44428#14A | Link | CABLE LINK - 3200H1/4000H - 5:630SQMM PE | #N/A
CF44428#15A | Link | CABLE LINK - 3200H1/4000H - 5:630SQMM PE | #N/A
CF44428#16A | Link | CABLE LINK - 3200H1/4000H - 5:630SQMM PE | #N/A
CF44589AAR1 | Link | CABLE LINK 800/1000/1250A - R1 | #N/A
CF44589AAR2 | Link | CABLE LINK 800/1000/1250A - R2 | #N/A
SA42948#####GF | Link | LAST 1 PNL | #N/A
SA46006R002#GP | Link | DIRECT LINK R1 800C 3P INTF3 | #N/A
SA46007B1###GP | Link | DIRECT LINK B1 800C 3P IN TF3 | #N/A
SA46007B2###GP | Link | DIRECT LINK (ACB-I/C) - TF600W | #N/A
SA46007B3###GP | Link | DIRECT LINK B3 800C 3P IN TF3 | #N/A
SA46007R1## | Link | DIRECT LINK (ACB-I/C) - TF600W - (1250A | #N/A
SA46007R2## | Link | DIRECT LINK (ACB-I/C) - TF600W - (1250A | #N/A
SA46007R3## | Link | DIRECT LINK (ACB-I/C) - TF600W - (1250A | #N/A
SA46007Y1###GP | Link | DIRECT LINK Y1 800C 3P IN TF3 | #N/A
SA46007Y2###GP | Link | DIRECT LINK (ACB-I/C) - TF600W | #N/A
SA46007Y3###GP | Link | DIRECT LINK Y3 800C 3P IN TF3 | #N/A
TF41359##GP | Link | BUSBAR N | #N/A
TF60182#####GP | Link | DROPPER -4000H 3P ACB IN COUP. PNL | #N/A
TF60186RH04#GP | Link | COUPLING HBB- 4000H 3P ACB | #N/A
TF60186RH05#GP | Link | COUPLING HBB- 4000H 3P | #N/A
TF60186RH06#GP | Link | COUPLING HBB 4000 - 3P | #N/A
CA98037XXX2 | PR | SCPD CABLE 500 DN2 | #N/A
CA98037XXX3 | PR | SCPD CABLE 500 DN3 | #N/A
CA98037XXX5 | PR | CLUTCH CABLE WITH DZ1, DN2-250 | #N/A
CF90178 | PR | BASE ASSY 600W 1400D SS | #N/A
SFCPRS0824 | PR | CAUTION LABEL | #N/A
ACBSCN1543-102 | ACB | ACB 3200 A , ELECTRICAL-(Motor oprtd-S. | 51
ACBSCN1543-103 | ACB | ACB 3200 A , ELECTRICAL-(Motor oprtd-S. | 51
ACBSCN1543-112 | ACB | ACB 3200 A , ELECTRICAL-(Motor oprtd-S. | 51
ACBSCN1543-153 | ACB | ACB 1000 A , ELECTRICAL-(Motor oprtd-S. | 51
CA78933XXXX | MS | HANDLE UPTO 400H | 11
CQ74328###5 | MS | CT MOUNTING BKT | 11
CQ74328###6 | MS | CT MOUNTING BKT | 11
CQ74442 | MS | DOOR-200 DZ1 CD | 11
CQ74443 | MS | DOOR-200 DN2 CD | 11
CQ74445 | MS | DOOR-500 DN2 CD | 11
CQ74446 | MS | DOOR-500 DN3 CD | 11
CQ74447 | MS | DOOR 300 MOG-H CD | 11
CQ74448 | MS | DOOR 400 MOG-H CD | 11
CQ74449 | MS | DOOR 400 DZ1 CD | 11
CQ74450 | MS | DOOR 500 DZ1 CD | 11
CQ74451 | MS | DOOR 500 DN1 CD | 11
CQ74452 | MS | DOOR 900 DN2 CD | 11
SH00024E07E | CT VT | 1000-1250/1A 15VA CL1 BPL ERC CT | 60
SH00024E12E | CT VT | 3000-3200/1A 15VA CL1 BPL ERC CT | 60
SH00025E17E | CT VT | 3000-3200/1A 15VA CL1 BPL ERC CT | 60
SH98009 | ACB | CRADLE 1000S1 3P C-POWER(E)WITH RACK.I/L | 51
SPE0005800136 | Meter | AMMETER AE,0-1000A,CLASS 1 | 60
SPE0040601269 | Meter | 0-3200A,MOVING IRON (AC) AMMETER | 60
SPE0045297882P | PR | ANY MAKE,POLYCARBONATE SHEET EXTRA_ITEM | #N/A
SPE0117802785 | CT VT | 250A/1A,15VA,CL1,EPOXY RESIN CAST (CLASS | 60
SPE0117802786 | CT VT | 400A/1A,15VA,CL1,EPOXY RESIN CAST (CLASS | 60
SPE0123801874 | CT VT | 1000A/1A,7.5VA,5P20 CT | 60
SPE0123801888 | CT VT | 3200A/1A,7.5VA,5P20 CT | 60
SPE0123801889 | CT VT | 3200A/1A,7.5VA,5P20 CT | 60
SPE0183200016 | Transducer | RISH DUCER M42,85-230V AC/DC,1000/1A | 60
SPE0183200020 | Transducer | RISH DUCER M42,85-230V AC/DC,3200/1A | 60
ST18593 | PR | DOOR INTERLOCK SWING LEVER | #N/A
ST18594 | PR | BRACKET FOR DOOR INTERLOCK | #N/A
ST41939OOOO | MOG | MPCB Rotary 40.0,50kA(MOG-H2M-4000) | 65
ST98054OOOO | DN | ACC Spreader Terminals DN3 630 3P | 52
SYNL086HR | Vendor | HARNESS | #N/A
SYNL086TF | Vendor | PART ASSEMBLED SWITCHBOARD | #N/A
SYNL086TFMO1 | Vendor | GENERIC FEEDER | #N/A
SYNL086TQ | Vendor | PART ASSEMBLED SWITCHBOARD | #N/A
SYNL086TQMO1 | Vendor | GENERIC FEEDER | #N/A
ZX80032_G | Relay | MCOMP MAIN UNIT MODBUS FLAT LID - G | 67
8001010902 | PKG | DRY CARE DESICCANT | 20
8901011175 | PKG | LDPE LAMINATED HDPE ROLL | 20
ACBSCW1335-1250S1 | ACB | ACB 1250 A , ELECTRICAL-(Motor oprtd-S. | 51
ACBSCW1337-1250S1 | ACB | ACB 1250 A , ELECTRICAL-(Motor oprtd-S. | 51
SPE0088900330 | Relay | SEL751A, 751A51BCG3G72810610 | 60
SYWE884TF | Vendor | PART ASSEMBLED SWITCHBOARD | #N/A
SYWE884TQ | Vendor | PART ASSEMBLED SWITCHBOARD | #N/A
SYWE884TQMO1 | Vendor | GENERIC FEEDER | #N/A
ACBSCRD113-951 | ACB | ACB 1250 A , ELECTRICAL-(Motor oprtd-S. | 51
SPE0341400019 | Relay | 7SJ66 RELAY- 7SJ6611-6JB90-1FA0-L0R | 60
ST34205C### | Link | E/B END PIECE WITH 2 BOLTS | #N/A
SPE0293501535 | Sel sw | SALZER D-DC STD,16A,2P,4POS SWITCH | 60
SPE0143500082 | ELR | PROKDV ELR,230V AC,65MM | 60
SPE0293500213 | Sel sw | SALZER S-AC STD,16A,4P,4POS SWITCH | 60
SYRD155TQ | Vendor | PART ASSEMBLED SWITCHBOARD | #N/A
SA74101 | MS | ANGLE (HOOD ASSY) TQ | 11
CA78902XX7X | MS | LHS PLATE 600/700/800H | 11
8901010300 | PKG | 1200 MM WIDE SHEET (Refer DDS-5) | 20
8901010613 | PKG | Poly Bag TQDF 3 Pnl (refer DDS-5) | 20
ACBSCS1716-131 | ACB | ACB 0800 A , ELECTRICAL-(Motor oprtd-S. | 51
ACBSCS1716-203 | ACB | ACB 3200 A , ELECTRICAL-(Motor oprtd-S. | 51
ACBSCS1716-253 | ACB | ACB 3200 A , ELECTRICAL-(Motor oprtd-S. | 51
CA06042XXXX | PR | POINTER LABEL | #N/A
CA78881XXXX | MS | RHS PLATE 600H | 11
CA78890XX4X | MS | LHS PLATE 400H/500H | 11
CF76352 | MS | ACB DOOR-750H 800W | 11
CF76356 | MS | RELAY DOOR-600H 800W | 11
CF76357 | MS | ACB DOOR-600H 800W | 11
CF76359 | MS | RELAY DOOR-450H 800W | 11
CF76361 | MS | RELAY DOOR-600H 800W | 11
CF76362 | MS | RELAY DOOR-450H 800W | 11
CF76363 | MS | RELAY DOOR-600H 800W | 11
CQ74378 | MS | DOOR-400(MOG-H+4:I/L+1:SAL16A) | 11
CQ74379 | MS | DOOR-500 CLOSED DOOR | 11
CQ74381 | MS | DOOR-600 CLOSED DOOR | 11
CQ74383 | MS | DOOR-400(MOG-H+6:I/L+1) CD | 11
SA46177B1## | Link | LINK BC B1 4000H -TF3 | #N/A
SA46177B2## | Link | LINK BC B2 4000H -TF3 | #N/A
SA46177B5## | Link | LINK BC B5 4000H -TF3 | #N/A
SA46177B6## | Link | LINK BC B6 4000H -TF3 | #N/A
SA46177R1## | Link | LINK BC R1 4000H -TF3 | #N/A
SA46177R2## | Link | LINK BC R2 4000H -TF3 | #N/A
SA46177R5## | Link | LINK BC R5 4000H -TF3 | #N/A
SA46177R6## | Link | LINK BC R6 4000H -TF3 | #N/A
SA46177Y1## | Link | LINK BC Y1 4000H -TF3 | #N/A
SA46177Y2## | Link | LINK BC Y2 4000H -TF3 | #N/A
SA46177Y5## | Link | LINK BC Y5 4000H -TF3 | #N/A
SA46177Y6## | Link | LINK BC Y6 4000H -TF3 | #N/A
CA78875XX5X | MS | BRACKET FOR BLANK DOOR | 11
CA78876XX9X | MS | BRACKET FOR BLANK DOOR | 11
CA78902XX6X | MS | LHS PLATE 600/700/800H | 11
CL90953OOOO | ACB | Ready to Close Microswitch;U-POWER/OMEGA | 51
SH00022D05R | CT VT | 75/1A 10VA CL1 WPL RC CT | 60
SH00022D10R | CT VT | 150-200/1A 10VA CL1 BPL RC CT | 60
SH98990C23 | PKG | 25MM CRATE H=2695,W=2280,D=1739,V=0.596 | 20
SPE0042700648 | Meter | DIGITAL AC AMMETER,220V DC,0-630A | 60
SPE0042700652 | Meter | DIGITAL AC AMMETER,220V DC,0-2500A | 60
SPE0096700086 | CT VT | CTNEW 2500,1A,15,PROTECTION,CL.5P20,BPL, | 60
SPE0107800992 | CT VT | 2500A/1A CLPS CTs | 60
SPE0117801751 | CT VT | 160A/1A,10VA,CL1,RESIN CAST (CLASS-E) | 60
SPE0117802951 | CT VT | 630A/1A,10VA,CL0.5S,RESIN CAST (CLASS-E) | 60
SPE0117802955 | CT VT | 2500A/1A,15VA,CL0.5S,RESIN CAST (CLASS-E | 60
SPE0117802958 | CT VT | 2500A/1A,15VA,CL0.5S,RESIN CAST (CLASS-E | 60
SPE0117802998 | CT VT | 2500A/1A,15VA,CL0.5S,RESIN CAST (CLASS-E | 60
SPE0117803087 | CT VT | 2500A/1A,15VA,CL0.5S,RESIN CAST (CLASS-E | 60
SPE0122801795 | PKG | 25MMCRATE ( DOMESTIC ),2695H, 2049D, 219 | 20
SPE0122802001 | PKG | 19MMCRATE ( DOMESTIC ),2705H, 1227D, 194 | 20
SPE0123801517 | CT VT | 630A/1A,10VA,5P20 CT | 60
SPE0123802040 | CT VT | 2500A/1A,15VA,5P20 CT | 60
SPE0123802097 | CT VT | 2500A/1A,15VA,5P20 CT | 60
SPE0341400061 | Relay | 7SJ66 RELAY- 7SJ6612-5EB90-1FB0-LOR | 60
SPE0356000022 | Communication | IVEONET PATCHCORD:IFPC-ST-ST-OS1-DX-05 | 60
SPE0356000025 | Communication | IVEONET PATCHCORD:IFPC-ST-ST-OS1-DX-03 | 60
SPE0356000027 | Communication | IVEONET PATCHCORD:IFPC-ST-ST-OS1-DX-06 | 60
SPE0356000031 | Communication | IVEONET PATCHCORD:IFPC-ST-ST-OS1-DX-15 | 60
ST41936OOOO | MOG | MPCB Rotary 25.0,50kA(MOG-H1M-2500) | 65
SYSF943TF | Vendor | PART ASSEMBLED SWITCHBOARD | #N/A
SYSF943TQ | Vendor | PART ASSEMBLED SWITCHBOARD | #N/A
SYSF943TQMO1 | Vendor | GENERIC FEEDER | #N/A
ZX80017 | Relay | MCOMP SMALL CURRENT MODULE 2 - 0.5M CABL | 67
ZX90049 | Relay | MCOMP 5DI/2AI Module | 67
TF68552####C## | Link | 1 PNL BUSBAR - R,Y,B,N | #N/A
TF55615F | Link | TERMINAL ADAPTOR Y -I/C &amp; O/G-UNF | #N/A
TF55614OGARF | Link | TERMINAL ADOPTOR-R,B-IC&amp;OG-UNF | #N/A
TF55614OGABF | Link | TERMINAL ADOPTOR-R,B-IC&OG | #N/A
TF55614ICARF | Link | TERMINAL ADOPTOR-R,B-IC&OG | #N/A
TF55614ICABF | Link | I/C ADAPTOR B DN2 250 | #N/A
TF55090####C## | Link | 1 PNL BUSBAR - R,Y,B,N | #N/A
SZR7145#800 | PR | REAR SHROUD 800W PANEL,B/C &amp; I/C PNL | 40
SPE0454000064 | Relay | ABB RELAY:HBFHAEAGANB1BNN11G | 60
SPE0132200523 | WIRE | 2.5SQMM,GREY,FRLS,650/1100V PVC WIRE | 72
SH47852####C## | Link | SPACER TF3 | #N/A
SH31471##MC#GPF | Link | DROPPER TF BB-MID COMP-UNF | #N/A
SA74545BT66 | MS | REAR DOOR BOT HBB | 11
SA46251##YYF | Link | ADAPTOR - 3200H1/4000H - TF3 BOT BUS-UNF | #N/A
SA46251##RRF | Link | ADAPTOR - 3200H1/4000H - TF3 BOT BUS-UNF | #N/A
SA46251##BBF | Link | ADAPTOR - 3200H1/4000H - TF3 BOT BUS-UNF | #N/A
SA44659####CGPF | Link | DROPPER-TF3 BOT BUS 6"-UNF | #N/A
CS94145BOOO | MNX | MNX 550 CONTR.2NO+2NC 240V AC | 53
CM91612OOFOOG | DN | MCCB DN0-100C 40A 3P TM 40 deg | 52
CF42913###1CGFF | Link | DNCT MOUNTING LINK-UNF | #N/A
ACBSCQB085-719 | ACB | ACB 3200 A , ELECTRICAL-(Motor oprtd-S. | 51
ACBSCQB085-718 | ACB | ACB 1600 A , ELECTRICAL-(Motor oprtd-S. | 51
ACBSCQB057-803 | ACB | ACB 1250 A , ELECTRICAL-(Motor oprtd-S. | 51
ACBSCQB057-801 | ACB | ACB 0800 A , ELECTRICAL-(Motor oprtd-S. | 51
ACBSCQB057-707 | ACB | ACB 6300 A , ELECTRICAL-(Motor oprtd-S. | 51
8901010618 | PKG | Poly Bag TQ 1/2 Pnl (refer DDS-5) | 20
ACBSCS1729-101 | ACB | ACB 1250 A , ELECTRICAL-(Motor oprtd-S. | 51
CM92055OOOOX1 | DN | MCCB dsine DN2-250N 250A 3P MTX 1.0 | 52
CM92075OOOOX1 | DN | MCCB dsine DN2-250N 160A 3P MTX 1.0 | 52
CM93002OOOOX1 | DN | MCCB dsine DN3-400N 400A 3P MTX 1.0 | 52
CM93006OOOOX1 | DN | MCCB dsine DN3-630N 630A 3P MTX 1.0 | 52
LOOSE-BOX3 | PKG | EXP PKG (600X900X700 V=0.13) | 20
SA44474 | Link | DROPPER ACB IN TQ3 | #N/A
SA45532B1SF | Link | Direct Link B1 | #N/A
SA45532B2SF | Link | AL DL B2 UPTO 1600C 3/4P TBB TQ3-SF | #N/A
SA45532R1SF | Link | AL DL R1 UPTO 1600C 3/4P TBB TQ3-SF | #N/A
SA45532R2SF | Link | AL DL R2 UPTO 1600C 3/4P TBB TQ3-SF | #N/A
SA45532Y1SF | Link | AL DL Y1 UPTO 1600C 3/4P TBB TQ3-SF | #N/A
SA45532Y2SF | Link | Direct Link Y2 | #N/A
SA73401T16 | MS | BOT PLATE AOC | 11
SA74505 | MS | BUSBAR SHIELD FRONT,ACB,TQ3FR | 11
SH00022C58R | CT VT | 125/5A 7.5VA CL1 BPL RC CT | 60
SH00022E62R | CT VT | 250/5A 15VA CL1 BPL RC CT | 60
SH00022E63R | CT VT | 300-400/5A 15VA CL1 BPL RC CT | 60
SH03963 | LED | ESBEE,GEN NEXT LED,GREEN,EILG024C | 61
SH31430N241 | Link | CABLE LINK N | #N/A
SH49735ALT# | Link | DROPPER TF 8OOW ITHTQ3SF.B.TI | #N/A
SH97753 | ACB | STD CRADLE 1250..C (E) 4 POLE | 51
SPE0040600557 | Meter | AMETER,0-1250A,5A,SIF96,MI(AC),RISHB,TF3 | 60
SPE0117801985 | CT VT | 630A/5A,15VA,CL1,RESIN CAST (CLASS-E) | 60
SPE0143500063 | ELR | PROKDV ELR,85-275V AC/DC,100MM | 60
SPE0143500128 | ELR | PROKDV ELR,85-275V AC/DC,250MM | 60
ST41952OOOO | MOG | Shunt trip 110V,50Hz(MOG-ST110V) | 65
SYME425TF | Vendor | PART ASSEMBLED SWITCHBOARD | #N/A
SYME425TQ | Vendor | PART ASSEMBLED SWITCHBOARD | #N/A
TF51470 | MS | ANGLE - B.P. FIXING | 11
TF52731###BA## | Link | I/C LINK-B | #N/A
TF52731###RA## | Link | I/C LINK-R | #N/A
TF52731###YA## | Link | I/C LINK - Y | #N/A
TF52731##2BA## | Link | I/C DROPPER LINK - DN3-630 3P B2 | #N/A
TF52731##2RA## | Link | I/C DROPPER LINK - DN3-630 3P R2 | #N/A
TF52731##2YA## | Link | I/C DROPPER LINK - DN3-630 3P Y2 | #N/A
TF52733#####GF | Link | I/C O/G ADAPTORS-R | #N/A
TF52734#####GF | Link | I/C OR O/G ADAPTOR - Y | #N/A
TF52737##Y1A## | Link | O/G LINK Y1 DN3 630 | #N/A
TF52737#RB1A## | Link | O/G LINK R1 &amp; B1 DN3 630 | #N/A
TF52740####A## | Link | O/G LINK N | #N/A
TF52741DN3NA## | Link | IC LINK N | #N/A
TF52742 | MS | BASE PLATE - DN3 630 (TF900) | 11
TF52744 | MS | SUPPORTING BRACKET O/G LINK | 11
TF52745 | MS | OG LINK SUPPORT | 11
TF52750####A## | Link | OG LINK ADAPTORS | #N/A
TF52756####A## | Link | ISOLATION LINK N | #N/A
TF52757 | MS | ANGLE | 11
TF52872#####GF | Link | I/C O/G LINK-B | #N/A
TF56744 | MS | BRACKET FOR AUXILLARY EQPT | 11
TF57320 | MS | ACB MTG BKT (TOP) | 11
TF61000 | MS | BASE PLATE ANGLE | 11
TF64132 | Link | N DROPPER LINK | #N/A
TF64133 | Link | NEUTRAL ISOLATION LINK | #N/A
TF68226ICAB | Link | ADAPTER | #N/A
TF68226ICAR | Link | ADAPTER | #N/A
TF68226OGAB | Link | ADAPTER | #N/A
TF68226OGAR | Link | ADAPTER | #N/A
TF68227 | Link | ADAPTER | #N/A
TF68228ICLB | Link | I/C LINK B -(DN2 250N) | #N/A
TF68228ICLR | Link | I/C LINKS R -DN2 250N | #N/A
TF68228ICLY | Link | I/C LINK Y -(DN2 250N) | #N/A
TF68229 | Link | O/G LINK | #N/A
TF68230 | Link | O/G LINK | #N/A
TF68235#600 | MS | base plate dn2-250-tf9 -600h | 11
TF68240 | MS | CHANNEL | 11
TF68282 | MS | SUPPORT | 11
TF75418 | MS | busbar | 11
TF75419 | MS | busbar | 11
TF75430 | MS | door - 600h dn3- | 11
TF75431 | MS | door- 600h -dn2-250 | 11
TF75432##Y1 | Link | OG LINK - Y 1 - DN3 - 1:aoc | #N/A
TF75432##Y2 | Link | OG LINK - Y 2- DN3 -1: aoc | #N/A
TF75432#RB1 | Link | OG LINK - R,Y,B 1- DN3-1aoc | #N/A
TF75432#RB2 | Link | OG LINK - R,B 2- DN3 1: AOC | #N/A
TF75433 | MS | acb door - 750h -800w | 11
TF75434 | MS | 01 | 11
TF75435 | Link | O/G LINK N- DN3 3P -1: AOC | #N/A
TF75436N1SF | Link | N' LINK AT 'SS' -tq3sf | #N/A
TF75436N2SF | Link | N' LINK AT 'SS' -tq3sf | #N/A
TQ60656#400 | MS | BASE PLATE-DN2-160/250 WIRE FDR | 11
TQ66664 | MS | dooor - 400h -dn2 | 11
TH50885XXXX | MS | RELAY BELLOW | 11
TF75323DR07 | MS | RELAY DOOR 450H 800W | 11
TF75145##07 | MS | RELAY DOOR 450H 800W DN2 | 11
TF71370F | Link | N LINK MCCB-UNF | #N/A
TF71369F | Link | N LINK-MCCB FEEDER-UNF | #N/A
ACBSCQB057-701 | ACB | ACB 4000 A , ELECTRICAL-(Motor oprtd-S. | 51
ACBSCQB085-715 | ACB | ACB 2000 A , ELECTRICAL-(Motor oprtd-S. | 51
CS96327BOOO | MNX | MNX 650 CONTR.2NO+2NC 240V AC | 53
SA45653####C## | Link | MINIBUS B/C - B - TF1050W | #N/A
TF75323CL41F | Link | CABLE LINK-4000C 4P 2-AOC-UNF | #N/A
TF75323CL42F | Link | CABLE LINK-4000C 4P 2-AOC-UNF | #N/A
TF75323CL43F | Link | CABLE LINK-4000C 4P 2-AOC-UNF | #N/A
TF75323CL44F | Link | CABLE LINK-4000C 4P 2-AOC-UNF | #N/A
TF75323CL45F | Link | CABLE LINK-4000C 4P 2-AOC-UNF | #N/A
TF75323CL46F | Link | CABLE LINK-4000C 4P 2-AOC-UNF | #N/A
SA45652####C## | Link | MINIBUS B/C - Y - TF1050W | #N/A
SA45651####C## | Link | MINIBUS B/C - R - TF1050W | #N/A
TF75311##N6F | Link | DIRECT LINK-4000C 4P BB TF3-UNF | #N/A
TF75311##N5F | Link | DIRECT LINK-4000C 4P BB TF3-UNF | #N/A
TF75311##N4F | Link | DIRECT LINK-4000C 4P BB TF3-UNF | #N/A
TF75311##N3F | Link | DIRECT LINK-4000C 4P BB TF3-UNF | #N/A
TF75311##N2F | Link | DIRECT LINK-4000C 4P BB TF3-UNF | #N/A
TF75311##N1F | Link | DIRECT LINK-4000C 4P BB TF3-UNF | #N/A
TF75311##R6F | Link | DIRECT LINK-4000C 4P BB TF3-UNF | #N/A
TF75311##R5F | Link | DIRECT LINK-4000C 4P BB TF3-UNF | #N/A
TF75311##R4F | Link | DIRECT LINK-4000C 4P BB TF3-UNF | #N/A
TF75311##Y6F | Link | DIRECT LINK-4000C 4P BB TF3-UNF | #N/A
TF75311##Y5F | Link | DIRECT LINK-4000C 4P BB TF3-UNF | #N/A
TF75311##Y4F | Link | DIRECT LINK-4000C 4P BB TF3-UNF | #N/A
ACBSCQB085-802 | ACB | ACB 1000 A , ELECTRICAL-(Motor oprtd-S. | 51
TF75311##B6F | Link | DIRECT LINK-4000C 4P BB TF3-UNF | #N/A
TF75311##B5F | Link | DIRECT LINK-4000C 4P BB TF3-UNF | #N/A
TF75311##B4F | Link | DIRECT LINK-4000C 4P BB TF3-UNF | #N/A
TF75311##R3F | Link | DIRECT LINK-4000C 4P BB TF3-UNF | #N/A
TF75311##R2F | Link | DIRECT LINK-4000C 4P BB TF3-UNF | #N/A
TF75311##R1F | Link | DIRECT LINK-4000C 4P BB TF3-UNF | #N/A
TF75311##B1F | Link | DIRECT LINK-4000C 4P BB TF3-UNF | #N/A
TF75311##B2F | Link | DIRECT LINK-4000C 4P BB TF3-UNF | #N/A
TF75311##B3F | Link | DIRECT LINK-4000C 4P BB TF3-UNF | #N/A
TF75311##Y3F | Link | DIRECT LINK-4000C 4P BB TF3-UNF | #N/A
TF75311##Y2F | Link | DIRECT LINK-4000C 4P BB TF3-UNF | #N/A
TF75311##Y1F | Link | DIRECT LINK-4000C 4P BB TF3-UNF | #N/A
CM90346OOHOOG | Link | MCCB DN2-250MH 63A 10In Motor Prot | #N/A
SA45402F | Link | ADAPTOR LINK BOT 4000A TF3 W/O PLATING | #N/A
SA45401F | Link | ADAPTOR LINK BOT 4000A TF3 W/O PLATING | #N/A
SA45400F | Link | ADAPTOR LINK BOT 4000A TF3 W/O PLATING | #N/A
TF75312##N6F | Link | B/C RISER LINK-4000C 4P BB TF3-UNF | #N/A
TF75312##N5F | Link | B/C RISER LINK-4000C 4P BB TF3-UNF | #N/A
TF75312##N4F | Link | B/C RISER LINK-4000C 4P BB TF3-UNF | #N/A
TF75312##N3F | Link | B/C RISER LINK-4000C 4P BB TF3-UNF | #N/A
TF75312##N2F | Link | B/C RISER LINK-4000C 4P BB TF3-UNF | #N/A
TF75312##N1F | Link | B/C RISER LINK-4000C 4P BB TF3-UNF | #N/A
SA45399F | Link | ADAPTOR LINK BOT 4000A TF3 W/O PLATING | #N/A
CF44540##N1F | Link | CRADLE TOP NEUTRAL ADAPTOR N1-2500C-UNF | #N/A
SA45398F | Link | ADAPTOR LINK BOT 4000A TF3 W/O PLATING | #N/A
TF75315###5F | Link | ADP TERM-4000A, BB TDUCT-UNF | #N/A
CF44540##N2F | Link | CRADLE TOP NEUTRAL ADAPTOR N2-2500C-UNF | #N/A
TF75312##R6F | Link | B/C RISER LINK-4000C 4P BB TF3-UNF | #N/A
TF75315###4F | Link | ADP TERM-4000A, BB TDUCT-UNF | #N/A
TF75312##R5F | Link | B/C RISER LINK-4000C 4P BB TF3-UNF | #N/A
TF75312##R4F | Link | B/C RISER LINK-4000C 4P BB TF3-UNF | #N/A
TF75315###3F | Link | ADP TERM-4000A, BB TDUCT-UNF | #N/A
TF75312##Y6F | Link | B/C RISER LINK-4000C 4P BB TF3-UNF | #N/A
TF75312##Y5F | Link | B/C RISER LINK-4000C 4P BB TF3-UNF | #N/A
TF75312##Y4F | Link | B/C RISER LINK-4000C 4P BB TF3-UNF | #N/A
TF75315###2F | Link | ADP TERM-4000A, BB TDUCT-UNF | #N/A
CS94136KOOO | MNX | MNX 95 CONTACTOR: 220V, 50Hz COIL | 53
SA45397F | ACB | ADAPTOR LINK TOP 4000A TF3 W/O PLATING | 51
TF75315###1F | Link | ADP TERM-4000A, BB TDUCT-UNF | #N/A
SA45396F | Link | ADAPTOR LINK TOP 4000A TF3 W/O PLATING | #N/A
TF75312##B6F | Link | B/C RISER LINK-4000C 4P BB TF3-UNF | #N/A
TF75312##B5F | Link | B/C RISER LINK-4000C 4P BB TF3-UNF | #N/A
TF75312##B4F | Link | B/C RISER LINK-4000C 4P BB TF3-UNF | #N/A
SA45395F | Link | ADAPTOR LINK TOP 4000A TF3 W/O PLATING | #N/A
TF75312##R3F | Link | B/C RISER LINK-4000C 4P BB TF3-UNF | #N/A
TF75312##R2F | Link | B/C RISER LINK-4000C 4P BB TF3-UNF | #N/A
TF75312##R1F | Link | B/C RISER LINK-4000C 4P BB TF3-UNF | #N/A
SA45394F | Link | ADAPTOR LINK TOP 4000A TF3 W/O PLATING | #N/A
TF75312##Y3F | Link | B/C RISER LINK-4000C 4P BB TF3-UNF | #N/A
TF75312##Y2F | Link | B/C RISER LINK-4000C 4P BB TF3-UNF | #N/A
TF75312##B1F | Link | B/C RISER LINK-4000C 4P BB TF3-UNF | #N/A
TF75312##B2F | Link | B/C RISER LINK-4000C 4P BB TF3-UNF | #N/A
TF75312##B3F | Link | B/C RISER LINK-4000C 4P BB TF3-UNF | #N/A
SA45393F | Link | ADAPTOR LINK TOP 4000A TF3 W/O PLATING | #N/A
TF75312##Y1F | Link | B/C RISER LINK-4000C 4P BB TF3-UNF | #N/A
SH00022D01R | CT VT | 1-3/1A 10VA CL1 WPL RC CT | 60
SPE0293500527 | SEL SW | SALZER S-AC STD,16A,6P,4POS SWITCH | 60
CS94196BOOO | MNX | SPARE COILS: 240V, 50Hz (MNX 95-140) | 53
SPE0293500079 | SEL SW | SALZER S-AC STD,25A,2P,4POS SWITCH | 60
SZP4318####CGF | Link | NEUTRAL LINK-N1 | #N/A
SZP4320####CGF | Link | NEUTRAL LINK-N2 | #N/A
CF90126 | MS | AOC BASE ASSY-SS | 11
CQ60142 | Link | Z-LINK 25MM Z-LINK 25MM CLEARANCE SHROUD | #N/A
SA50132 | PR | NYLON CAP - TF2 | 40
CA96227FZFX | PR | CONTACT BRAZING ASSEMBLY 135A | #N/A
SH31231MS01 | PR | EARTK LINK CONN. FISH PLATE WITH 100 MM | #N/A
ST18723 | PR | DOOR INTERLOCK LEVER | #N/A
TQ00001 | PR | shim | 71
SA42012 | PR | EARTHBAR M S TF3 3P | 61
AUAXAC240 | MCB | AU-AX Auxiliary contact | 53
CQ74453 | MS | DOOR 300 DZ1 CD | 11
CQ74444 | MS | DOOR-400 DN2 CD | 11
SYVE058TF | Vendor | PART ASSEMBLED SWITCHBOARD | #N/A
SYVE058TQ | Vendor | PART ASSEMBLED SWITCHBOARD | #N/A
SYVE058TQMO1 | Vendor | GENERIC FEEDER | #N/A
ACBSCN1543-106 | ACB | ACB 1000 A , ELECTRICAL-(Motor oprtd-S. | 51
ACBSCN1543-115 | ACB | ACB 1000 A , ELECTRICAL-(Motor oprtd-S. | 51
CF43410###A#GF | Link | SPACER | #N/A
CF44614B1DF#GP | Link | DIRECT LINK UPTO 1600C | #N/A
CF44614B2DF#GP | Link | DIRECT LINK UPTO 1600C | #N/A
CF44614B3DF#GP | Link | DIRECT LINK UPTO 1600C | #N/A
CF44614R1DF#GP | Link | DIRECT LINK UPTO 1600C | #N/A
CF44614R2DF#GP | Link | DIRECT LINK UPTO 1600C | #N/A
CF44614R3DF#GP | Link | DIRECT LINK UPTO 1600C | #N/A
CF44617###1#GF | Link | BUSBAR 800W I/C FIRST PANEL | #N/A
CF44617###2#GF | Link | BUSBAR 800W BC PNL | #N/A
CF44617###3#GF | Link | BUSBAR 320W BC RP | #N/A
CF44617###4#GF | Link | BUSBAR 800W I/C LAST PANEL | #N/A
CF44705###1#GF | Link | BUSBAR-B/C NEUTRAL | #N/A
CF44705###2#GF | Link | BUSBAR-B/C NEUTRAL | #N/A
CF76167 | MS | ACB DOOR - 800W 750H | 11
CF76168 | MS | ACB DOOR - 800W 750H | 11
CF76169 | MS | RELAY DOOR - 320W 600H | 11
CF76171 | MS | RELAY DOOR - 800W 450H | 11
CF76172 | MS | RELAY DOOR - 800W 450H | 11
CF76452 | MS | RELAY DOOR-450H 800W | 11
CF76460 | MS | SUPPORT RELAY DOOR | 11
DZ1T0125NXF1AOOOO | DZ | MCCB dsine DZ1-160N 125A 3P 50kA iTRP1 | 52
SA42125#####GF | Link | FISH PLATE | #N/A
SA42128#####GP | Link | DROPPER-NEUTRAL | #N/A
SA45532B1DF#GP | Link | AL DL B1 UPTO 1600C 3/4P TBB TQ3-DF | #N/A
SA45532B2DF#GP | Link | AL DL B2 UPTO 1600C 3/4P TBB TQ3-DF | #N/A
SA45532B3DF#GP | Link | AL DL B3 UPTO 1600C 3/4P TBB TQ3-DF | #N/A
SA45532R1DF#GP | Link | AL DL R1 UPTO 1600C 3/4P TBB TQ3-DF | #N/A
SA45532R2DF#GP | Link | AL DL R2 UPTO 1600C 3/4P TBB TQ3-DF | #N/A
SA45532R3DF#GP | Link | AL DL R3 UPTO 1600C 3/4P TBB TQ3-DF | #N/A
SA45532Y1DF#GP | Link | AL DL Y1 UPTO 1600C 3/4P TBB TQ3-DF | #N/A
SA45532Y2DF#GP | Link | AL DL Y2 UPTO 1600C 3/4P TBB TQ3-DF | #N/A
SA45532Y3DF#GP | Link | AL DL Y3 UPTO 1600C 3/4P TBB TQ3-DF | #N/A
SA74346T2 | MS | BARRIER U. C. DROPPER PNL. TF3 | 11
SA75766 | MS | Cross channel busbar support (welded) | 11
SH00025E04E | CT VT | 1000-1250/1A 15VA CL1 BPL ERC CT | 60
SH49643B1FA#GP | Link | Z LINK-B PH | #N/A
SH49643B1RA#GP | Link | Z LINK-B PH | #N/A
SH49643B2FA#GP | Link | Z LINK-B PH | #N/A
SH49643B2RA#GP | Link | Z LINK-B PH | #N/A
SH49643N1RA#GP | Link | Z LINK- NEUTRAL | #N/A
SH49643N1XA#GP | Link | Z LINK-NEUTRAL | #N/A
SH49643R1FA#GP | Link | Z LINK-R PH | #N/A
SPE0117803045 | CT VT | 1000A/1A,15VA,CL0.5S,EPOXY RESIN CAST (C | 60
SPE0122400027 | OEN | 4R 24V DC 2 C/O,4R-2-24 | 60
SPE0123801873 | CT VT | 1000A/1A,7.5VA,5P20 CT | 60
SYVE063TF | Vendor | PART ASSEMBLED SWITCHBOARD | #N/A
SYVE063TQ | Vendor | PART ASSEMBLED SWITCHBOARD | #N/A
SYVE063TQMO1 | Vendor | GENERIC FEEDER | #N/A
SZQ7281##3P | MS | LINK SUPP.(UPTO 1600A 3P) | 11
SZQ7282##3P | MS | LNK CLAMP SUPP. VERTDUCT(1250-1600C ACB | 11
TF41017RYB#A## | Link | VERTICAL DUCT LIN-RYB | #N/A
TF50348B#1# | Link | DUCT LINK UPTO1250C | #N/A
TF50348B#2# | Link | DUCT LINK UPTO 1250A | #N/A
TF50348RY1# | Link | HORIZONTAL DUCT. LINK (1250 A 3P) | #N/A
TF50348RY2# | Link | HORIZONTAL DUCT. LINK | #N/A
TF50350###1 | Link | LINK SUPP.& CLAMP VERT.DUCT(1600 ACB) | #N/A
TF50350###2 | Link | LINK SUPP. & CLAMP VERT.DUCT(1600 ACB) | #N/A
TF50351DFN1#GP | Link | DIRECT LINK-N DUCT | #N/A
TF50351DFN2#GP | Link | DIRECT LINK-N DUCT | #N/A
TF50352##N1 | Link | LINK-N1 | #N/A
TF50352##N2 | Link | LINK-N2 | #N/A
TF50355 | Link | VERTICAL DUCT LINK-N | #N/A
TF54603Y1DF#GP | Link | DIRECT LINK Y1 FOR 1600A 3P | #N/A
TF54603Y2DF#GP | Link | DIRECT LINK Y2 FOR 1600A 3P | #N/A
TF54603Y3DF#GP | Link | DIRECT LINK Y3 FOR 1600A 3P | #N/A
TQ44701#1P4#GF | Link | BUSBAR - 800W MID PANEL BOTH INSIDE | #N/A
XT00140##03 | PR | ALU. STUD - 113.4 mm | 61
SH31048B3DA | Link | HBB TO DRP - CON. LINK TF900 - B | #N/A
SH31048R3DA | Link | HBB TO DRP - CON. LINK TF900 - R | #N/A
SH31048Y3DA | Link | HBB TO DRP - CON. LINK TF900 - Y | #N/A
SH31061D61A | Link | EARTH LINK COUPLING | #N/A
SH31379 | Link | EARTH LINK BOT BUSBAR | #N/A
SZQ4408####A## | Link | NEUTRAL LINKS -I/C | #N/A
SZQ4410####A## | Link | NEUTRAL LINKS -O/G | #N/A
SZQ4411####A## | Link | FISH PLATE N FOR TQ3 D/O | #N/A
SZV4302B14B | Link | DIR LINK | #N/A
SZV4302B24B | Link | DIR LINK | #N/A
SZV4302R14B | Link | DIR LINK | #N/A
SZV4302R24B | Link | DIR LINK | #N/A
SZV4302Y14B | Link | DIR LINK | #N/A
SZV4302Y24B | Link | DIR LINK | #N/A
TF75446B1B4#LHS | Link | RISER | #N/A
TF75446B1B4#RHS | Link | RISER | #N/A
TF75446B2B4#LHS | Link | RISER | #N/A
TF75446B2B4#RHS | Link | RISER | #N/A
TF75446R1B4#LHS | Link | RISER | #N/A
TF75446R1B4#RHS | Link | RISER | #N/A
TF75446R2B4#LHS | Link | RISER | #N/A
TF75446R2B4#RHS | Link | RISER | #N/A
TF75446Y1B4#LHS | Link | RISER | #N/A
TF75446Y1B4#RHS | Link | RISER | #N/A
TF75446Y2B4#LHS | Link | RISER | #N/A
TF75446Y2B4#RHS | Link | RISER | #N/A
TF75447###B | Link | MINIBUS RHS DUCT | #N/A
TF75447###R | Link | MINIBUS RHS DUCT | #N/A
TF75447###Y | Link | MINIBUS RHS DUCT | #N/A
TF75448###B | Link | MINIBUS-LHS DUCT | #N/A
TF75448###R | Link | MINIBUS LHS DUCT | #N/A
TF75448###Y | Link | MINIBUS LHS DUCT | #N/A
TF75449 | Link | CONNECTING LINK | #N/A
TF75450 | Link | DUCT LINK | #N/A
TF75451#NB1 | Link | BOTTOM N LINK | #N/A
TF75451#NT1 | Link | N LINK | #N/A
TF75452 | Link | N RISER LINK | #N/A
TF75453###4 | Link | BC DROPPER | #N/A
TF75454###N | Link | HBB N SIDE DUCT POWER | #N/A
TF75454PH01 | Link | HBB U POWER | #N/A
TF75454PH02 | Link | HBB U POWER | #N/A
TF75455#N01 | Link | HBB N BC | #N/A
TF75455#N02 | Link | HBB BC N | #N/A
TF75455PH01 | Link | HBB BC U POWER | #N/A
TF75455PH02 | Link | HBB BC U POWER | #N/A
TF75461###B | Link | MINIBUS BC | #N/A
TF75461###R | Link | MINIBUS BC | #N/A
TF75461###Y | Link | MINIBUS BC | #N/A
CQ74472 | MS | DOOR-600-EOM | 11
SA74814 | MS | END COVER RHS MIDDEL TQ3 (JIT)TOP/BOT BB | 11
SA74827 | MS | BOTTOM PLATE TQ3 DF BOT BUS | 11
SA74828 | MS | BOTTOM PLATE TQ3 DF BOT BUS | 11
SA74839 | MS | DROPPER SHIELD | 11
SA74840 | MS | DROPPER SHIELD | 11
SA74843 | MS | I/P BARRIER TOP FRONT | 11
SA74844 | MS | I/P BARRIER TOP REAR TQ3 DF BOT BUS | 11
SA74852 | MS | TOP TRAY MIDDLE TQ3 DF BOT BUS | 11
SA74853 | MS | TOP TRAY TQ3 DF BOT BUS | 11
SA75657 | MS | I/P BARRIER BOTTOM - TQ3DF BOT.BUS | 11
SA93446###U | MS | DOOR 450MM DR PANEL | 11
SA94967 | MS | Bott. Tray Assy. DF BB (welded) | 11
SA94980 | MS | cross channel assy. middle tq3 df (weld) | 11
SH21047#6FR | MS | ACB MOUNTING CHANNEL 600W NEW BEZEL | 11
SH21047#6RE | MS | ACB MOUNTING CHANNELNEW BEZEL 600W | 11
SH21057MS1# | MS | BARRIER BELOW DIRECT LINK 600W RELAY | 11
SH21068MS2# | MS | BOTTOM PLATE FRONT - 600W PNL | 11
SH21069MS2# | MS | BOTTOM PLATE REAR - 600W PNL | 11
SH21104#450 | MS | BARRIER | 11
SH21104#600 | MS | BARRIER | 11
SH21237W645 | MS | BASE PLATE | 11
SH21237W660 | MS | BASE PLATE | 11
SH21274#450 | MS | BASE PLATE IN SPACER PNL | 11
SH21274#600 | MS | BASE PLATE IN SPACER PNL | 11
SH77890#6## | MS | BRACKET BOTTOM (TF900-600W) | 11
SH78007#6## | MS | BARRIER INTERCOMPARTMENT-RHS 600W TF900 | 11
SH78012MS2# | MS | TOP PLATE | 11
SH79048 | MS | TOP COVER - REAR U - POWER | 11
SH79071 | MS | REAR DOOR TF3 600W | 11
SH97891 | MS | BASE ASSY. (TF900-600W) | 11
SH97892 | MS | TOP ASSY. (TF900-600W) | 11
SH97893BOT6 | MS | COVER ASSY.-BOTTOM (TF900-600W) | 11
SH97893TOP6 | MS | COVER ASSY. FRONT TOP (TF900-600W) | 11
SH97899#630 | MS | VACANT DOOR ASSY 600W 300MM -TF U-ACB | 11
SZS7785#LHS | MS | HORIZONTAL EB BRACKET - U POWER | 11
SZS7785#RHS | MS | HORIZONTAL EB BRACKET - U POWER | 11
TF58866 | MS | ACB MOUNTING CHANNEL | 11
TF75445DR01 | MS | RELAY DOOR | 11
TF75445DR02 | MS | RELAY DOOR | 11
TF75445DR03 | MS | RELAY DOOR | 11
TF75445DR04 | MS | ACB DOOR | 11
TF75445DR05 | MS | RELAY DOOR | 11
TF75445DR06 | MS | REALY DOOR | 11
TF75445DR07 | MS | ACB DOOR | 11
TF75456 | MS | INTERPANNEL BARRIER | 11
TF75457 | MS | N RISER LINK SUPPORT | 11
TF75458 | MS | BASE PLATE | 11
TF75460##01 | MS | PULTRUTED SUPPORT BRACKETS | 11
TF75460##02 | MS | PULTRUTED SUPPORT BRACKETS-B/C | 11
TF75462#LHS | MS | END COVER LH REAR TQ3DF/TF9 TBB(JIT) | 11
TF75462#RHS | MS | END COVER RH REAR TQ3DF/TF9 TBB(JIT) | 11
TQ31189 | MS | DOOR 400 BLANK WITH CONT. PL CUTOUT | 11
TQ32249D#DZ | MS | DOOR-300 | 11
TQ46462#EOM | MS | BASE PLATE-DN3 MCCB 500(WITH MOTOR MECH | 11
TQ51482#EOM | MS | DOOR-400 | 11
TQ54024D#EOM | MS | DOOR-600 EOM | 11
TQ58729 | MS | DOOR 200 | 11
TQ58729#DZ | MS | DOOR-200-D/O-DZ MCCB | 11
TQ63748 | MS | DOOR 300 | 11
TQ64256###1 | MS | BASE PLATE-MOH-H1/H1M 300M COMP | 11
TQ64263 | MS | DOOR-400 (MOG-H1) | 11
TQ64367 | MS | DOOR-600 | 11
TQ66053 | MS | CONTROL PLATE | 11
TQ66675DR01 | MS | DOOR-500 | 11
SZS7760###1 | PR | RISER LINK SUPPORT | 40
TF75459##01 | PR | PULTRUTED SUPPORT | 40
TF75459##02 | PR | PULTRUTED SUPPORT | 40
1SVR405659R1000 | OEN | ABB CR-M,PLASTIC HOLDER,,CR-MH | 60
CF76540 | MS | RELAY DOOR-450H 320W | 11
CM90859OOQOOG | DN | Combo:DN3-400N 320A 3P TM,UVR SEOM | 52
CM94003OOQ1OG | DN | MCCB dsine DN3-400N 320A 3P TM(Mag6-10) | 52
CM97202OOKOOG | DN | Combination-DN2 100N 3P TM6-10,UVR,S-EOM | 52
CM97202OOPOOG | DN | Combination-DN2 250N 3P TM6-10 ,UVR,S-EO | 52
CQ74078 | MS | CONTROL PLATE-TQ3 | 11
SH21068MS3# | MS | BOTTOM PLATE FRONT - 600W PNL | 11
SH21069MS3# | MS | BOTTOM PLATE REAR - 600W PNL | 11
SH21251LT46 | MS | INTER COMP BARRIER | 11
SH21253 | MS | BARRIER HBB 320W DROP PNL | 11
SH21274#600#VT | MS | Base plate-VT-U power-320 mm | 11
SH21378#6## | MS | BARRIER INTER COMP-RHS | 11
SH79094#320 | MS | I/C BARRIER-320MM PANEL-VT | 11
SH79969#6M2 | MS | I/C BARRIER 600W PNL. | 11
SH79969B6M2 | MS | I/C BARRIER 600W PNL. | 11
SH97899#645 | MS | VACANT DOOR-600W 450MM | 11
SPE0005800754 | METER | AMMETER AE,0-30-240A,CLASS 1 | 60
SPE0005801879 | METER | AMMETERAE,0-320A,CLASS 1,NOT APPLICABLE | 60
SPE0042700657 | METER | DIGITAL AC AMMETER,220V DC,0-1000A | 60
SPE0042700658 | METER | DIGITAL AC AMMETER,240V AC,0-100A | 60
SPE0042700659 | METER | DIGITAL AC VOLTMETER,240V AC,0-500V | 60
SPE0042700660 | METER | DIGITAL AC AMMETER,240V AC,0-250A | 60
SPE0042700661 | METER | DIGITAL AC AMMETER,240V AC,0-315A | 60
SPE0063600067 | Transducer | AE,110V AC,220V DC,4 - 20 mA,4 - 20 mA | 60
SPE0107801034 | CT VT | 1000A/1A CLPS CTs | 60
SPE0117800497 | CT VT | 250A/1A,10VA,CL0.5,RESIN CAST (CLASS-E) | 60
SPE0117803024 | CT VT | 320A/1A,10VA,CL1,RESIN CAST (CLASS-E) | 60
SPE0117803027 | CT VT | 1000A/1A,10VA,CL0.5,RESIN CAST (CLASS-E) | 60
SPE0117803031 | CT VT | 100A/1A,10VA,CL0.5,RESIN CAST (CLASS-E) | 60
SPE0117803032 | CT VT | 315A/1A,10VA,CL0.5,RESIN CAST (CLASS-E) | 60
SPE0117803039 | CT VT | 1000A/1A,10VA,CL0.5,RESIN CAST (CLASS-E) | 60
SPE0123801132 | CT VT | 1000A/1A,10VA,5P20 CT | 60
SPE0123802070 | CT VT | 1000A/1A,10VA,5P20 CT | 60
SPE0145300107 | Transducer | AE KW TR.,220V DC,4 - 20 mA | 60
SPE0145300266 | Transducer | AE KW TR.,240V AC,4 - 20 mA | 60
SPE0145300267 | Transducer | AE KW TR.,240V AC,4 - 20 mA | 60
SPE0145300268 | Transducer | AE KW TR.,240V AC,4 - 20 mA | 60
SPE0171700077 | Relay | REU615,HBUAEAADNDA1ANN11G | 60
SPE0172000062 | CT VT | 415/R3/110V/R3,50VA,CL.0.5/3P(CORE-1),11 | 60
SPE0293501578 | SEL SW | SALZER S-AC STD,16A,6P,4POS SWITCH | 60
SPE0293501579 | SEL SW | SALZER D-DC STD,16A,6P,4POS SWITCH | 60
SPE0293501580 | SEL SW | SALZER D-DC STD,16A,6P,4POS SWITCH | 60
SPE0307700080 | Meter | PREMIER300 (CT OPER) (LT),57.7V-240V AC, | 60
SPE0307700093 | Meter | PREMIER300 (CT/VT OPER) (HT),110 V (P-P) | 60
SPE0307700094 | Meter | PREMIER300 (CT/VT OPER) (HT),110 V (P-P) | 60
SPE0307700095 | Meter | PREMIER300 (CT/VT OPER) (HT),110 V (P-P) | 60
SPE0355900056 | Communication | IVEONET LIU:ILIUM-06-LC-DX-OS1-WM | 60
SPE0356000086 | Communication | IVEONET PATCHCORD:IFPC-LC-LC-OS1-DX-01 | 60
SPE0436600001 | Communication | RS485 EXTENSION UNIT | 60
SPE0436600004 | Communication | RS485 EXTENSION UNIT | 60
SPE0454000051 | Relay | ABB RELAY:HBFHAEAGNDA1ANN11G | 60
SPE0454000111 | Relay | ABB RELAY:HBFKBCADNDA1ANN11G | 60
SPE0495200004 | Ethernet | L&T MAKE LT26GF:MANAGED ETHERNET SWITCH | 60
SPE0495300001 | Communication | SFP100-SM-10:100MB SMLC 10km | 60
SYME410TF | Vendor | PART ASSEMBLED SWITCHBOARD | #N/A
SYME410TQ | Vendor | PART ASSEMBLED SWITCHBOARD | #N/A
SYME410TQMO1 | Vendor | GENERIC FEEDER | #N/A
SZP7430 | MS | BOTTOM PLATE-320 PNL-900 DEPTH | 11
SZS7726W3FR | MS | BUS BARRIER-FRT 320W TF9 BB | 11
SZS7726W3RE | MS | BUS BARRIER-REAR-320W | 11
TF66197#320 | MS | BOT COVER-600MM BOT BUS U-PWR | 11
TF66197#600 | MS | BOT COVER-600MM BOT BUS U-PWR | 11
TF68227####CGF | Link | ADAPTOR Y PH I/C & O/G CU | #N/A
TF75513 | MS | BRACKET | 11
TQ61707F | Link | IC LINK-Y | #N/A
UW110NXBA200019040 | ACB | UW F1 1000A N 3P EB B/C | 51
UW110NXC0000019041 | ACB | UW F1 1000A N 3PCRADLE | 51
UW110NXC0000019042 | ACB | UW F1 1000A N 3PCRADLE | 51
3TH50220AB0 | 3TH | 2NO+2NC CONTACTOR RELAY,24V AC | 60
ACBSCE1625-201 | ACB | ACB 0800 A , MANUAL | 51
ACBSCE1625-202 | ACB | ACB 1000 A , MANUAL | 51
ACBSCE1625-203 | ACB | ACB 1250 A , MANUAL | 51
ACBSCQF362-205 | ACB | ACB 2000 A , ELECTRICAL-(Motor oprtd-S. | 51
ACBSCQF362-212 | ACB | ACB 0800 A , ELECTRICAL-(Motor oprtd-S. | 51
ACBSCQF362-221 | ACB | ACB 1000 A , ELECTRICAL-(Motor oprtd-S. | 51
ACBSCRE131-1101 | ACB | ACB 0800 A , ELECTRICAL-(Motor oprtd-S. | 51
ACBSCRE131-1104 | ACB | ACB 0800 A , ELECTRICAL-(Motor oprtd-S. | 51
ACBSCS1663-602 | ACB | ACB 1250 A , ELECTRICAL-(Motor oprtd-S. | 51
ACBSCS1663-612 | ACB | ACB 1250 A , ELECTRICAL-(Motor oprtd-S. | 51
ACBSCW1386-211 | ACB | ACB 1250 A , ELECTRICAL-(Motor oprtd-S. | 51
ACBSCW1394-101 | ACB | ACB 0800 A , ELECTRICAL-(Motor oprtd-S. | 51
ACBSCW1394-104 | ACB | ACB 0800 A , ELECTRICAL-(Motor oprtd-S. | 51
ACBSCW1394-119 | ACB | ACB 0800 A , ELECTRICAL-(Motor oprtd-S. | 51
ACBSCW1412-201 | ACB | ACB 0800 A , ELECTRICAL-(Motor oprtd-S. | 51
BB20630C | MCB | MCB DP 63A C-Curve 10kA | 53
BB40250C | MCB | MCB FP 25A C-Curve 10kA | 53
CA71558A002 | PR | Lifting Angle (440+0+0) | 61
CA71558A004 | PR | Lifting Angle (600+0+0) | 61
CA71558A023 | PR | Lifting Angle (900+300+0) | 61
CA71558A024 | PR | Lifting Angle (800+440+0) | 61
CA71558A029 | PR | Lifting Angle (600+300+440) | 61
CA71558A038 | PR | Lifting Angle (600+300+600) | 61
CA71558A050 | PR | Lifting Angle (600+800+300) | 61
CA71558A053 | PR | Lifting Angle (600+600+600) | 61
CA71558A055 | PR | Lifting Angle (800+440+600) | 61
CA71558A056 | PR | Lifting Angle (600+800+440) | 61
CS965512OOO | MDX | MDX 3P 25A(AC3) 1NC 220V DC (BF2501D) | 53
MPR304BE160 | Relay | MOTOR PROTECTION RELAY 16-44A | 60
MPR305BE320 | Relay | MOTOR PROTECTION RELAY 32-88A | 60
NC206N | MCB | MCB 2 POLE 6A TYPE 'C'10kA | 65
SH00022D04R | CT VT | 50-60/1A 10VA CL1 WPL RC CT | 60
SH00024E56R | CT VT | 800-1000/5A 15VA CL1 BPL RC CT | 60
SH00025E05E | CT VT | 1250-1600/1A 15VA CL1 BPL ERC CT | 60
SH00027E06E | CT VT | 1250-1600/1A 15VA CL5P10 BPL ERC CT | 60
SH03053 | CT VT | 415/R3/110/R3 50VA CL1 VT | 60
SH97614OOQO | OLR | MN12 RELAY 180-300A | 53
SH98009RPAD | ACB | Cradle 1000S1 3P ECR WITH PADLOCKING-RI | 51
SK95611OOOO | FN | SD FN630 3PN | 53
SL94698OOOO | ACB | SR71-COM MODULE; C-POWER | 51
SPE0005800047 | Meter | AMMETER RISHAB,0-400A,CLASS 1 | 60
SPE0005800132 | Meter | AMMETER AE,0-800A,CLASS 1 | 60
SPE0005800140 | Meter | AMMETER RISHAB,0-630A,CLASS 1 | 60
SPE0005800359 | Meter | AMMETER AE,0-160A,CLASS 1 | 60
SPE0005800451 | Meter | AMMETER AE,0-1000A,CLASS 1 | 60
SPE0005800525 | Meter | AMMETER RISHAB,0-100-800A,CLASS 1 | 60
SPE0005800528 | Meter | AMMETER AE,0-50-400A,CLASS 1.5 | 60
SPE0005800529 | Meter | AMMETER AE,0-75-600A,CLASS 1.5 | 60
SPE0005800573 | Meter | AMMETER RISHAB,0-250-2000A,CLASS 1 | 60
SPE0005800616 | Meter | AMMETER AE,0-30-240A,CLASS 1.5 | 60
SPE0005800666 | Meter | AMMETER RISHAB,0-400A,CLASS 1 | 60
SPE0005800678 | Meter | AMMETER RISHAB,0-150-1200A,CLASS 1 | 60
SPE0005800697 | Meter | AMMETER AE,0-100A,CLASS 1,75mV | 60
SPE0005800811 | Meter | AMMETER AE,0-75A,CLASS 1,75mV | 60
SPE0005801235 | Meter | AMMETER AE,0-15-120A,CLASS 1.5,NOT APPLI | 60
SPE0005801515 | Meter | AMMETER RISHAB,0-4000A,CLASS 1,NOT APPLI | 60
SPE0005801750 | Meter | AMMETERAE,0-125A,CLASS 1,75mV | 60
SPE0005801857 | Meter | AMMETERAE,0-2A,CLASS 1,NOT APPLICABLE | 60
SPE0005801858 | Meter | AMMETERRISHAB,0-2A,CLASS 1,NOT APPLICABL | 60
SPE0005801896 | Meter | AMMETERAE,0-3-24A,CLASS 1.5,NOT APPLICAB | 60
SPE0005801897 | Meter | AMMETERAE,0-1-8A,CLASS 1.5,NOT APPLICABL | 60
SPE0005801898 | Meter | AMMETERAE,0-5-40A,CLASS 1.5,NOT APPLICAB | 60
SPE0005801899 | Meter | AMMETERAE,0-10-80A,CLASS 1.5,NOT APPLICA | 60
SPE0008000002 | Diode | DIODE IN4007 | 61
SPE0023400059 | Meter | VOLTMETER MOVING COIL (DC),0-300V,AE | 60
SPE0023400147 | Meter | VOLTMETER MOVING IRON (AC),0-500V,RISHAB | 60
SPE0023400236 | Meter | VOLTMETER MOVING COIL (DC),0-220V DC,AE | 60
SPE0023400386 | Meter | VOLTMETER MOVING COIL (DC),0-150V,RISHAB | 60
SPE0033600004 | Meter | AE SHUNT, 125A(75mv) | 60
SPE0040600857 | Meter | 0-1250A,MOVING IRON (AC) AMMETER | 60
SPE0040601166 | Meter | AMMETER,AE,0-40A,CLASS 1,75mV | 60
SPE0040601524 | Meter | 0-250A,MOVING IRON (AC) AMMETER | 60
SPE0042700075 | Meter | DIGITAL AC AMMETER,220V DC,0-1250A | 60
SPE0042700399 | Meter | DIGITAL AC VOLTMETER,110V DC,0-500V | 60
SPE0042700664 | Meter | DIGITAL AC AMMETER,240V AC,0-150A | 60
SPE0042700667 | Meter | DIGITAL AC AMMETER,110V DC,0-2000A | 60
SPE0046500090 | ODS | ODS SWITCH 2 WAY,3POS,T-N-T ODS, SPRING | 60
SPE0052500410 | LED | RED,"ON",CLUSTER,110V AC | 61
SPE0052500411 | LED | GREEN,"OFF",CLUSTER,110V AC | 61
SPE0052500412 | LED | AMBER,"AUTO TRIP",CLUSTER,110V AC | 61
SPE0082500003 | Meter | DCSHUNT AE,100A (75mV) | 60
SPE0082500018 | Meter | AE 40A (75mV) SHUNT FOR DC AMMETER | 60
SPE0096700158 | CT VT | CTNEW 1000,1A,15,PROTECTION,CL.5P20,BPL, | 60
SPE0099500070 | Annunciator | MBAS 0600,110V DC,WIN:8 WINDOW | 60
SPE0099500071 | Annunciator | MBAS 0600,110V DC,WIN:16 WINDOW | 60
SPE0107800947 | CT VT | 1000A/1A CLPS CTs | 60
SPE0107801055 | CT VT | 2000A/1A CLPS CTs | 60
SPE0117300076 | MCB | DX3,2 POLE,6A,250VDC | 60
SPE0117300157 | MCB | DX3,2 POLE,10A,250V DC,NOT APPLICABLE | 60
SPE0117300171 | MCB | DX3,4 POLE,0.5A,415V AC,C-CURVE | 60
SPE0117300185 | MCB | DX3,3 POLE,10A,415V AC,C-CURVE | 60
SPE0117800203 | CT VT | 300A/1A,15VA,CL1,RESIN CAST (CLASS-E) | 60
SPE0117800293 | CT VT | 400A/1A,10VA,CL1,RESIN CAST (CLASS-E) | 60
SPE0117800305 | CT VT | 630A/1A,15VA,CL1,RESIN CAST (CLASS-E) | 60
SPE0117800390 | CT VT | 1250A/1A,10VA,CL0.5,RESIN CAST (CLASS-E) | 60
SPE0117800447 | CT VT | 1250A/1A,10VA,CL0.5,RESIN CAST (CLASS-E) | 60
SPE0117801482 | CT VT | 400-600-800A/1A,10VA,CL1,RESIN CAST (CLA | 60
SPE0117801836 | CT VT | 250A/1A,15VA,CL1,RESIN CAST (CLASS-E) | 60
SPE0117801875 | CT VT | 630A/1A,15VA,CL1,RESIN CAST (CLASS-E) | 60
SPE0117801886 | CT VT | 1250A/1A,15VA,CL1,RESIN CAST (CLASS-E) | 60
SPE0117802559 | CT VT | 800A/1A,15VA,CL1,EPOXY RESIN CAST (CLASS | 60
SPE0117802704 | CT VT | 800A/1A,15VA,CL1,RESIN CAST (CLASS-E) | 60
SPE0117802788 | CT VT | 1000A/1A,15VA,CL1,RESIN CAST (CLASS-E) | 60
SPE0117802920 | CT VT | 150A/1A,15VA,CL1,EPOXY RESIN CAST (CLASS | 60
SPE0117802921 | CT VT | 250A/1A,15VA,CL1,EPOXY RESIN CAST (CLASS | 60
SPE0117802941 | CT VT | 1250A/1A,15VA,CL1,EPOXY RESIN CAST (CLAS | 60
SPE0117802947 | CT VT | 400A/1A,15VA,CL1,RESIN CAST (CLASS-E) | 60
SPE0117802953 | CT VT | 1250A/1A,15VA,CL1,RESIN CAST (CLASS-E) | 60
SPE0117803109 | CT VT | 300A/1A,10VA,CL1,RESIN CAST (CLASS-E) | 60
SPE0117803114 | CT VT | 1000A/1A,15VA,CL1,RESIN CAST (CLASS-B) | 60
SPE0117803115 | CT VT | 200A/1A,15VA,CL1,RESIN CAST (CLASS-B) | 60
SPE0117803116 | CT VT | 2000A/1A,15VA,CL1,RESIN CAST (CLASS-B) | 60
SPE0117803117 | CT VT | 2000A/1A,15VA,CL1,RESIN CAST (CLASS-B) | 60
SPE0123800133 | CT VT | 1250A/1A,10VA,5P20 CT | 60
SPE0123800279 | CT VT | 630A/1A,15VA,5P10 CT | 60
SPE0123800651 | CT VT | 1250A/1A,10VA,5P20 CT | 60
SPE0123800788 | CT VT | 400A/1A,10VA,5P20 CT | 60
SPE0123800922 | CT VT | 630A/1A,15VA,5P10 CT | 60
SPE0123801500 | CT VT | 300A/1A,7.5VA,5P20 CT | 60
SPE0123801537 | CT VT | 250A/1A,7.5VA,5P20 CT | 60
SPE0123801956 | CT VT | 150A/1A,15VA,5P10 CT | 60
SPE0123801957 | CT VT | 250A/1A,15VA,5P10 CT | 60
SPE0123801971 | CT VT | 1250A/1A,15VA,5P10 CT | 60
SPE0123801996 | CT VT | 1250A/1A,7.5VA,5P20 CT | 60
SPE0123801997 | CT VT | 400A/1A,7.5VA,5P20 CT | 60
SPE0123802110 | CT VT | 1000A/1A,15VA,5P15 CT | 60
SPE0123802111 | CT VT | 200A/1A,15VA,5P15 CT | 60
SPE0123802112 | CT VT | 2000A/1A,15VA,5P15 CT | 60
SPE0123802113 | CT VT | 2000A/1A,15VA,5P15 CT | 60
SPE0143500139 | ELR | PROKDV ELR,85-275V AC/DC,65MM | 60
SPE0143500153 | ELR | PROKDV ELR,85-275V AC/DC,200MM | 60
SPE0144800009 | Meter | AE VOLT TR,220V DC,4 - 20 mA | 60
SPE0144800014 | Meter | AE VOLT TR,240V AC,4 - 20 mA | 60
SPE0144800015 | Meter | AE VOLT TR,240V AC,4 - 20 mA | 60
SPE0145300270 | Meter | AE KW TR.,220V DC,4 - 20 mA | 60
SPE0145300275 | Meter | AE KW TR.,240V AC,4 - 20 mA | 60
SPE0147800084 | Meter | Rish Master 3430,H: 60-300V AC/DC,3430-3 | 60
SPE0147800101 | Meter | Rish Master 3430,H: 60-300V AC/DC,3430-3 | 60
SPE0152100112 | Lug & Gland | DOWELL LUG CRIMPING TYPE LUG, ALS-214 | 60
SPE0152100113 | Lug & Gland | DOWELL LUG CRIMPING TYPE LUG, ALS-252 | 60
SPE0152100117 | Lug & Gland | DOWELL LUG CRIMPING TYPE LUG, ALS-221 | 60
SPE0152100119 | Lug & Gland | DOWELL LUG CRIMPING TYPE LUG, ALS-256 | 60
SPE0152100120 | Lug & Gland | DOWELL LUG CRIMPING TYPE LUG, ALS-228 | 60
SPE0152100123 | Lug & Gland | DOWELL LUG CRIMPING TYPE LUG, ALS-234 | 60
SPE0152100129 | Lug & Gland | DOWELL LUG CRIMPING TYPE LUG, ALS-261 | 60
SPE0152100175 | Lug & Gland | DOWELL LUG CRIMPING TYPE LUG, ALS-227 | 60
SPE0159000001 | Terminal | ELMEX PARTITION PLATE KBXF | 61
SPE0159000004 | Terminal | ELMEX PARTITION PLATE BPA110 | 60
SPE0159200005 | Terminal | ELMEX KLTD M4 TERMINAL | 61
SPE0159200023 | Terminal | ELMEX CBT110 TERMINAL | 60
SPE0159200037 | Terminal | ELMEX CBT M4 TERMINAL | 61
SPE0159200050 | Terminal | ELMEX CST 6 TERMINAL | 61
SPE0159200119 | Terminal | ELMEX CBT100 TERMINAL | 61
SPE0159300004 | Terminal | ELMEX END PLATE KPLD4 | 61
SPE0159300008 | Terminal | ELMEX END PLATE DSEP 2.5 | 61
SPE0159600004 | Terminal | ELMEX KN5.5,31-40 | 61
SPE0159600005 | Terminal | ELMEX KN5,31-40 | 61
SPE0159700001 | Terminal | ELMEX REMOVABLE SHORT LINK RSL 6 | 61
SPE0159700003 | Terminal | ELMEX REMOVABLE SHORT LINK RSL 2.5 | 61
SPE0160100005 | Terminal | ELMEX KN5,21-30 | 61
SPE0160200004 | Terminal | ELMEX KN5.5,41-50 | 61
SPE0160200005 | Terminal | ELMEX KN5,41-50 | 61
SPE0160300006 | Terminal | ELMEX MARKR KN5,1-10 | 61
SPE0160300007 | Terminal | ELMEX MARKR KN10,1-10 | 61
SPE0160600007 | Terminal | ELMEX MARKR KN5,11-20 | 61
SPE0171100060 | Ethernet | RUGGEDCOM RSG2100NC,HI:88-300VDC OR 85-2 | 60
SPE0180400048 | PB | ESBEE PB 22.5 MM DIA,GEN NEXT ILL PB ACT | 60
SPE0192000003 | TTB | TTB,3PH 4W,LINK TYPE-FRONT CONN(SSFL) | 60
SPE0205000022 | Transducer | AE DC CURRENT,4-20MA,220V DC TRANSDUCER | 60
SPE0220000003 | Relay | REU610,HC :100-240 VAC/110-250 VDC | 60
SPE0228700037 | CT VT | CONTROL TRAFO, 300 VA, 415 V/110 V | 60
SPE0228700329 | CT VT | CONTROL TRAFO, 1500 VA, 240 V/24 V | 60
SPE0228700330 | CT VT | CONTROL TRAFO, 3000 VA, 240 V/24 V | 60
SPE0242100002 | Communication | SIEMENS Y-LINK | 60
SPE0242800006 | Static Sw | DB POWER NPS-I R32 STATIC SW | 60
SPE0251600001 | Terminal | KN5,51-60 | 61
SPE0251600003 | Terminal | KN5.5,51-60 | 61
SPE0251800002 | Terminal | KN6.5,71-80 | 61
SPE0251900002 | Terminal | KN6.5,81-90 | 61
SPE0269600003 | 3RH | 3RH24,3RH2440-1BF40 | 60
SPE0271100003 | Communication | SIEMENS Y-LINK | 60
SPE0280300032 | Terminal | CBT100,PCCM52 K | 61
SPE0293500674 | SEL SW | SALZER S-AC STD,16A,6P,4POS SWITCH | 60
SPE0293500696 | SEL SW | SALZER S-AC STD,16A,6P,4POS SWITCH | 60
SPE0293500946 | SEL SW | SALZER RT-AC IP2X REAR TERM,16A,2P,4POS | 60
SPE0293501274 | SEL SW | SALZER D-DC STD,16A,9P,3POS SWITCH | 60
SPE0293501425 | SEL SW | SALZER D-DC STD,16A,6P,4POS SWITCH | 60
SPE0293501567 | SEL SW | SALZER D-DC STD,16A,8P,4POS SWITCH | 60
SPE0293501617 | SEL SW | SALZER S-AC STD,16A,8P,4POS SWITCH | 60
SPE0293501620 | SEL SW | SALZER D-DC STD,25A,4P,4POS SWITCH | 60
SPE0293501621 | SEL SW | SALZER D-DC STD,25A,8P,4POS SWITCH | 60
SPE0293501622 | SEL SW | SALZER D-DC STD,16A,2P,4POS SWITCH | 60
SPE0293501623 | SEL SW | SALZER D-DC STD,16A,9P,3POS SWITCH | 60
SPE0293501624 | SEL SW | SALZER D-DC STD,16A,2P,4POS SWITCH | 60
SPE0307700082 | Meter | PREMIER300 (CT OPER) (LT),57.7V-240V AC, | 60
SPE0307700085 | Meter | PREMIER300 (CT OPER) (LT),57.7V-240V AC, | 60
SPE0307700086 | Meter | PREMIER300 (CT OPER) (LT),57.7V-240V AC, | 60
SPE0307700096 | Meter | PREMIER300 (CT/VT OPER) (HT),110 V (P-P) | 60
SPE0341400036 | Relay | 7SJ66 RELAY- 7SJ6631-6EB90-1FE4-L0R | 60
SPE0347100049 | Ethernet | LT20GF ETHERNET SWITCH | 60
SPE0355900041 | Communication | IVEONET LIU:ILIUM-06-SC-DX-OS1-WM | 60
SPE0398300012 | Transducer | RISH TRANDUCER:- | 60
SPE0426300038 | CT VT | CBCT REM615,1A (+- 5%) | 60
SPE0454000003 | Relay | ABB RELAY:HBFKBCADNDA1ANN1XG | 60
SPE0454400027 | Relay | REM615,HBMCAEAGNDA1ANN11G | 60
SPE0454400033 | Relay | REM615,HBMAACADANB1BNN11G | 60
SPE0492800001 | Communication | SIEMENS AI UNIT- 7XV5674-0KK00-2AA1 | 60
SPE0503000001 | Communication | SCHNEIDER CONV :ABL8REM24050 | 60
SPE0506800001 | OEN | OEN85 RELAY 85D-110-2CK-SLM | 60
SPE0506800002 | OEN | OEN85 RELAY 85A-230-2CK-SLT | 60
SPE0506900001 | OEN | SOCKET:85-4900-200 | 60
SPE0508000002 | Ethernet | CISCO 24 CU PORT (100 MBPS) | 60
UW108NXBA200019044 | ACB | UW F1 800A N 3P EB B/C | 51
UW108NXC0000019045 | ACB | UW F1 800A N 3PCRADLE | 51
UW112SXBA100018894 | ACB | UW F1 1250A S 3P MB B/C | 51
UW112SXBA100018902 | ACB | UW F1 1250A S 3P MB B/C | 51
UW112SXBA100019056 | ACB | UW F1 1250A S 3P MB B/C | 51
UW112SXBA200018819 | ACB | UW F1 1250A S 3P EB B/C | 51
UW112SXC0000018658 | ACB | OMEGA FR1 1250A S 3PCR | 51
UW112SXC0000018821 | ACB | UW F1 1250A S 3PCRADLE | 51
UW112SXC0000018823 | ACB | UW F1 1250A S 3PCRADLE | 51
UW116NXBA200019067 | ACB | UW F1 1600A N 3P EB B/C | 51
UW116NXC0000019069 | ACB | UW F1 1600A N 3PCRADLE | 51
UW116NXC0000019070 | ACB | UW F1 1600A N 3PCRADLE | 51
VAG11YF8002F(M) | Relay | VAG11 RELAY W.D.: ADZ051-4-5 | 60
VAG21ZG8079H(M) | Relay | VAG21 RELAY W.D.: MADZ086-1 | 60
VAG21ZG8303H(M) | Relay | VAG21 RELAY W.D.: MADZ879.04-1 | 60
XA25058 | PR | GASKET NEOPRENE FLAT 20X1.5MM | 61
XA70366 | PR | BRACKET EARTHBAR SUPPORT TF3 M | 61
XA70367 | PR | BKT. FOR BASE PLATE | 61
XA70849 | PR | BRACKET FOR BASE PLATE (TF900) | 61
XB01108 | PR | SAFETY SHUTTER SPRING (V);U-POWER | 61
XG00031 | PR | Spring Pin 2 dia x 14 long | 61
XS00523 | PR | M12 X 85MM HEXAGON HEAD BOLT | 61
XW60034 | PR | WIRE CIRCLIP-8 DIA. | 71
CA71022FXXX | MS | A-COMP BASE PLATE | 11
CA71653F9XX | MS | AUX BASE PLATE | 11
CA71874B81R | MS | CANOPY 800 REAR | 11
CA71874B8BR | MS | CANOPY 800W REAR 1260 | 11
CA71874B8XF | MS | CANOPY 800W FRONT | 11
CA72177C311T3 | MS | Bottom Plate for rear side | 11
CA72177C411T3 | MS | Rear Bottom plate | 11
CA72217BX86 | MS | MOUNTING PLATE VT MODULE - 860H COMPT | 11
CA72824XXXX | MS | ISO-NEUTRAL SUPPORT-CU-BC-FR1 | 11
CA73222QXX2 | MS | Ic link rear partition-440w-fr1 tpn NO s | 11
CA73234QXX8 | MS | N2-BOTTOM-OG VERT PARTITION-440W-2400H-3 | 11
CA73791XXXX | MS | 1100D-EXTRA PARTITION-FR1-BC-BOTTOM | 11
CA75109QX11 | MS | MS RISER N-SHROUD-BC-CU-FR1-1000D | 11
CA76909XXXX | MS | CANOPY_900x1100 | 11
CA78908XXX1 | MS | VACANT SHROUD-FRONT | 11
CA78908XXX4 | MS | VACANT SHROUD-FRONT | 11
CA78908XXX5 | MS | VACANT SHROUD-FRONT | 11
CA78908XXX7 | MS | VACANT SHROUD-FRONT | 11
CA78908XXX8 | MS | VACANT SHROUD-FRONT | 11
CA91499B8BR | MS | REAR FRAME ASSEMBLY 800W X 1260D | 11
CA91503B81F | MS | FRAME ASSEMBLY FRONT 1000 HOOD | 11
CA91671XXX5 | MS | ASSEMBLY PCC 1260D TO PMCC END COVER | 11
CA91671XXX6 | MS | ASSEMBLY PCC 1260D TO PMCC END COVER | 11
CA91672XXX5 | MS | 1260D PCC2PMCC ENDCOVER (BOTTOM LHS-RHS) | 11
CA91672XXX6 | MS | 1260D PCC2PMCC ENDCOVER (BOTTOM LHS-RHS) | 11
CA91724RBXY | MS | 1100D PCC BOTTOM-ENDCOVER WELD ASSLY | 11
CA91725RBXX | MS | 1100D PCC TOP-ENDCOVER WELD ASSLY | 11
CA91817B32X | MS | TOP PLATE WITH FLAP ASSEMBLY 1100D | 11
CA91817B36X | MS | TOP PLATE WITH FLAP ASSEMBLY 1100D | 11
CA91817B42X | MS | TOP PLATE WITH FLAP ASSEMBLY 1100D | 11
CA91817B46X | MS | TOP PLATE WITH FLAP ASSEMBLY 1100D | 11
CA93021T432T16 | MS | LOUVER DOOR-MOULDED LOUVER | 11
CA93021T632T16 | MS | LOUVER DOOR-MOULDED LOUVER | 11
CA93027G4XXT16 | MS | R DOOR - MO LUVR-440WX2400HX310BB | 11
CA93027G6F2T16 | MS | REAR MOULDED LOUVER DOOR | 11
CA96840XXXX | MS | HOOD WELDED SUBASSEMBLY-900x1100 | 11
CA97192XXX6 | MS | BASIC DOOR ASSY TX FIX FDR 640F | 11
CA97990T932 | MS | MOULDED LOUVER HBB DOOR | 11
CF72945 | MS | RELAY DOOR - 450 (800 TF PNL) | 11
CF73790###3 | MS | SPLIT BOTTOM PLATE - 320W 600D REAR | 11
CF74007##0A | MS | HORIZONTAL SHROUD - BOT TIER | 11
CF74008 | MS | VERTICAL BARRIER - BOT TIER - TF900 | 11
CF74009 | MS | BRACKET - BARRIER FIXING | 11
CF74324 | MS | DROPPER SUPPORT-TF9 SP NON-STD | 11
CF74607 | MS | RELAY DOOR-600 800W | 11
CF74873 | MS | BARRIER BELOW RISER LINKS | 11
CF76410#AOC | MS | SUPPORT FOR MOUNTING CBCT | 11
CF76410#DRP | MS | SUPPORT FOR MOUNTING CBCT | 11
CF76442 | MS | METERING DOOR - 600W 600H | 11
CF76447 | MS | ACB DOOR - 750H 800W | 11
CF76448 | MS | ACB DOOR - 750H 800W | 11
CF76449 | MS | RELAY DOOR- 450H 800W | 11
CF76450 | MS | RELAY DOOR- 450H 800W | 11
CF76451 | MS | METERING DOOR -600H 800W | 11
CF76504 | MS | ACB DOOR - 800W 750H - U POWER | 11
CF76505 | MS | RELAY DOOR-300H 800W U POWER | 11
CF76506 | MS | RELAY DOOR-600H 800W U POWER | 11
CF76507 | MS | ACB DOOR - 800W 750H - U POWER | 11
CF76508 | MS | RELAY DOOR-450H 320W U POWER | 11
CF76509 | MS | RELAY DOOR-600H 320W U POWER | 11
CF76510 | MS | RELAY DOOR-600H 800W U POWER | 11
CF76512 | MS | ACB DOOR - 800W 750H - U POWER | 11
CF76513 | MS | ACB DOOR - 800W 750H - U POWER | 11
CF76514 | MS | RELAY DOOR-450H 800W U POWER | 11
CF76515 | MS | RELAY DOOR-600H 800W U POWER | 11
CF76516 | MS | RELAY DOOR-600H 320W U POWER | 11
CF76517 | MS | RELAY DOOR-600H 800W U POWER | 11
CF76520#LHS | MS | SIDE DUCT ENTRY END COVER | 11
CF76521 | MS | MINI BUS SUPPORT | 11
CF76541 | MS | RELAY DOOR-600H 320W | 11
CF76598 | MS | ACB Door - 750 | 11
CF76599 | MS | ACB Door | 11
CF76600 | MS | ACB Door 600 | 11
CF76615 | MS | Bracket Direct Link Support | 11
CQ70442 | MS | NTPC BRACKET | 11
CQ71186 | MS | TOP COVER REAR | 11
CQ71187 | MS | REAR DOOR | 11
CQ71188 | MS | REAR DOOR | 11
CQ71613 | MS | TOP COVER REAR -320W PNL | 11
CQ71614 | MS | REAR DOOR TOP -320W PNL | 11
CQ71615 | MS | REAR DOOR BOTTOM -320W PNL | 11
CQ71692 | MS | DOOR-300 DN2-250 + 3:IL | 11
CQ71790#V05 | MS | SIDE BARRIER - MTB 500 COMP | 11
CQ71790#V06 | MS | SIDE BARRIER - MTB 600 COMP | 11
CQ71790#V08 | MS | SIDE BARRIER - MTB 800 COMP | 11
CQ71958 | MS | DOOR-600 TQ3 DN2-250 TOP&BTMCP-WIRE FDR | 11
CQ72127###1 | MS | C BRACKET - AUX EQUIP MOUNTING PLATE | 11
CQ72128###1 | MS | AUX EQUIP MOUNTING PLATE-RIGHT | 11
CQ72184 | MS | FRONT DOOR | 11
CQ72316 | MS | END PLATE-600 | 11
CQ72645 | MS | INTERPANEL BARRIER WITH HOLE C/O TQ3 DF | 11
CQ72654#200 | MS | BASE PLATE-200 | 11
CQ72657 | MS | GLAND PLATE | 11
CQ72810 | MS | BRACKET | 11
CQ72811 | MS | BRACKET | 11
CQ72870#800 | MS | GLAMD BOX W CHASIS 800mm | 11
CQ72871#800 | MS | BELLOW PLATE-TQ3 250SP | 11
CQ72990 | MS | DOOR - 600 DN2-250 WITH CASTLE KEY - 6:T | 11
CQ72991 | MS | DOOR - 400 DN2-250 WITH CASTLE KEY - 3:T | 11
CQ72998 | MS | DOOR - 600 DN2-250 - 6:TYPE-A | 11
CQ73024 | MS | SUPPORT | 11
CQ73055 | MS | DOOR-400 FN125+2:CP | 11
CQ73125 | MS | DOOR - 300 | 11
CQ73228 | MS | DOOR-800 | 11
CQ73340 | MS | DOOR-300 | 11
CQ73463 | MS | DOOR - 300 | 11
CQ73465 | MS | DOOR - 200 | 11
CQ73500 | MS | DOOR-500 | 11
CQ73609#200 | MS | FIXED AUX BASE PLATE FOR FORM-4B DESIGN | 11
CQ73682##05 | MS | BASEPLATE FIX FEEDER (FOR 250SP) | 11
CQ74040 | MS | SIDE PARTITION | 11
CQ74055 | MS | DOOR | 11
CQ74256 | MS | BASE PLATE 200 MM | 11
CQ74281 | MS | DOOR-400 | 11
CQ74281T2 | MS | door -400h- | 11
CQ74294 | MS | DOOR - 800 | 11
CQ74310 | MS | DOOR-600 | 11
CQ74338 | MS | DOOR 200MM DZ1 | 11
CQ74339 | MS | DOOR 400MM DZ1 | 11
CQ74341 | MS | DOOR 400MM DZ1 | 11
CQ74342 | MS | DOOR 300MM DZ1 | 11
CQ74348 | MS | BARRIER | 11
CQ74455T2 | MS | DOOR -300H- DZ1 | 11
CQ74457 | MS | DOOR-500 | 11
CQ74457T2 | MS | door - 500 | 11
CQ74464 | MS | DOOR-400 | 11
CQ74465 | MS | DOOR-400 | 11
CQ74467 | MS | DOOR - 400 | 11
CQ74469 | MS | DOOR-500 | 11
CQ74470 | MS | IP BARRIER WITH WIRE CUT | 11
CQ74471 | MS | DOOR - 500H | 11
CQ74481 | MS | DOOR-600 | 11
CQ74482 | MS | DOOR-500 | 11
CQ74483 | MS | DOOR-500 | 11
CQ74484 | MS | FIXED BASE PLATE DESIGN-400m | 11
CQ74487 | MS | DOOR-600 | 11
CQ74488 | MS | DOOR 600 | 11
CQ74489 | MS | IP BARRIER WITH CUT-TQ3 BOT BB | 11
CQ74490 | MS | DOOR-700(DN2-250 EOM+2:CP | 11
CQ74491 | MS | DOOR-500(AUX+1:CP) | 11
CQ74492 | MS | DOOR-500(AUX+1:1DV+1:A96+1:ASS) | 11
CQ74494 | MS | IP BARRIER WITH CUT | 11
CQ74499 | MS | DOOR FN630 + CASTLE LOCK ESP | 11
CQ74501 | MS | DOOR 600 FN630 2:96 AND 1:TYPE 'A' | 11
CQ74579 | MS | DOOR 800 | 11
CQ74580 | MS | DOOR 400 | 11
CQ74581 | MS | DOOR 800 | 11
CQ74583 | MS | DOOR 300 | 11
CQ74584 | MS | DOOR 700 | 11
SA72440T2 | MS | AOC LOUVER SHIELD | 11
SA72445AT2 | MS | AOC-SIDE PLATE-TOP | 11
SA72445BT2 | MS | AOC-SIDE PLATE-BOT | 11
SA73156#NEWT2 | MS | BOTTOM COVER TQ3 | 11
SA73159T2 | MS | REAR DOOR TF3 2MM THK | 11
SA73164T2 | MS | TOP COVER REAR TQ3 2 MM THICK | 11
SA73250T2 | MS | TOP COVER TF3-2MM THK | 11
SA73281T2 | MS | BOTTOM PLATE-REAS TQ3 SF | 11
SA73287T2 | MS | BOTTOM PLATE-CBC REAR | 11
SA73316SS2#_RW | MS | BOTTOM PLATE FRONT RHS/LHS - TF3 | 11
SA73555T2 | MS | END COVER RHS SF TQ3 SF TOP BB | 11
SA73610T2 | MS | CBC DOOR TQ3 2 MM THICK | 11
SA73611T2 | MS | REAR DOOR TQ3 SF 2 MM THICK | 11
SA73612T2 | MS | REAR DOOR TQ3 SF 2 MM THICK | 11
SA74351#700 | MS | DOOR-U.C-VACANT 700 2230H | 11
SA74545#320 | MS | REAR DOOR-320W 2430HT | 11
SA74810#600 | MS | SIDE PARTITION B/C D/O-600MM | 11
SA74843#T16 | MS | I/P BARRIER TOP FRONT | 11
SA74844#T16 | MS | I/P BARRIER TOP REAR TQ3 DF BOT BUS | 11
SA75644#CUT | MS | TOP PLATE WITH FLAP CUT | 11
SA75645#CUT | MS | TOP PLATE - TQ3 SF FLAB | 11
SA77774C9IDC | MS | INTERCOMP BARRIER-TF600W LHS C-COMP | 11
SA77786 | MS | BARRIER V.C. SIZE 600 - TF600W | 11
SA92484T2 | MS | COVER FRONT - TOP | 11
SA92485T2 | MS | COVER FRONT - TOP | 11
SA92763T2 | MS | TOP COVER TQ3 | 11
SA94969 | MS | Vertical Channel assy. Fro Mid (welded) | 11
SA94970#RRE | MS | VERTICAL CHANNEL ASSY LHS FRO | 11
SA94973#RRE | MS | VERTICAL CHANNEL ASSY RHS FRO | 11
SH25005 | MS | CROSS CHANNEL | 11
SH25006W320 | MS | DUMMY TRAY | 11
SH25006W600 | MS | DUMMY TRAY | 11
SH25007W320 | MS | BUSBAR SHIELD | 11
SH25010 | MS | BUSBAR SHIELD | 11
SH250126W10 | MS | BOTTOM PLATE | 11
SH25138 | MS | DPR SHILD LHS TOP FOR 65KA SUPPORT ONLY | 11
SH77937T2 | MS | FIXED TRAY | 11
SH77955 | MS | END PLATE - FRONT (PT FEEDER) | 11
SH79678 | MS | BRACKET - FOR DROPPER BOTTOM BARRIER | 11
SH79849###1 | MS | TERMINAL SUPPORT | 11
SH79849###2 | MS | 54954146 SUPPORT 2 | 11
SH79849###3 | MS | TERMINAL PLATE | 11
SH97739 | MS | RELAY DOOR SIZE 450 TF3 | 11
SH99306W320 | MS | TOP COVER ASSY FORNT-320W PNL | 11
SH99306W600 | MS | TOP COVER ASSY FORNT | 11
ST22813 | MS | LINK SUPPRT DUCT LINK VERT 1600 | 11
ST22815 | MS | LINK CLAMP VERT DUCT | 11
ST23388T16 | MS | NTPC EIL BARRIER | 11
ST24064#CUT | MS | 320W TOP PLATE WITH FLAP CUT | 11
ST26667 | MS | END COVER RH REAR TQ3DF/TF9 TBB(JIT) | 11
ST33116P8W4 | MS | PLAIN DOOR 450 - 800 W TF | 11
ST33301Q02N | MS | DOOR BLANK 200 | 11
ST33301Q03N | MS | DOOR 300 TQ3 BLANK | 11
ST52197PY48 | MS | GUTKA SUPPORT CHANNEL-TRAY | 11
ST52200XXXX | MS | CABLE LINK SUPPORT-TYPE1 | 11
ST52206PXX1 | MS | SUPPORT CLAMP BRACKET-FORM 4B | 11
ST52206PXX2 | MS | SUPPORT CLAMP BRACKET-FORM 4B | 11
ST52212XXXX | MS | FRONT SHROUD-TYPE-2 | 11
ST52214XXXX | MS | REAR BTM SHROUD-TYPE-2 ADAPTOR | 11
ST52226XXXX | MS | REAR SHROUD-EXTENSION-TYPE-2 | 11
ST52270XXXX | MS | TOP SHROUD-TYPE-2 | 11
ST52271XXXX | MS | BOTTOM SHROUD-TYPE-2 | 11
ST52273XXXX | MS | GLAND PLATE-TYPE-2 | 11
ST52285XXXX | MS | BRACKET-CABLE CLAMP FIXING | 11
ST52294XXXX | MS | TOP SHRD-TYPE-1 ADAPTOR | 11
ST52295XXXX | MS | TOP SHROUD-TYPE-2-TOP | 11
SZP7278 | MS | TOP PLATE | 11
SZP7278#CUT | MS | TOP PLATE-320W FOR FLAP ASSY | 11
SZP7282 | MS | BOT. PLATE | 11
SZP7429##BB | MS | BOTTOM PLATE TF9 320W BOT HBB PNL | 11
SZP7438 | MS | TOP PLATE - AOC | 11
SZP7440AL4# | MS | TOP PLATE-AOC 4mm AL | 11
SZP7778#T16 | MS | I/P BARRIER-TQ3 DF FORM-4 | 11
SZP7781 | MS | BRACKET - FORM IV | 11
SZP7782##02P | MS | SIDE BARRIER | 11
SZP7782##03P | MS | SIDE BARRIER-300 | 11
SZP7782##04P | MS | SIDE BARRIER-400 | 11
SZP7786 | MS | BRACKET CBC TOP TRAY | 11
SZP7815MS2#CUT | MS | TOP PLATE WITH ARC FLAP | 11
SZP9733PLAN | MS | BOT COVER ASSY - 320W TF9 BOT BUS | 11
SZQ7262 | MS | CLAMP CABLE LINK - 2000A/2500A 4P | 11
SZQ7263 | MS | LINK SUPPORT - 2000A/2500A 4P | 11
SZR7170#T16 | MS | WIRE BUNCH SUPPORT TQ3 | 11
SZR7475###1 | MS | HBB CLAMP | 11
SZR7664A | MS | TRAY FILLER FOR END PANEL | 11
SZR7706 | MS | BOTTOM COVER-BOT/DOUBLE BUSBAR(320 PNL) | 11
SZR7862##JB | MS | BLANK OFF PLATE-JIHAR | 11
SZR7978##AL850 | MS | BOTTOM PLATE - CBC | 11
SZS7348BOT#65 | MS | INTERPANEL BARRIER | 11
SZS7348TOP#65 | MS | INTERPANEL BARRIER | 11
SZS7508 | MS | REAR DROPPER BARRIER - TQ3 SF | 11
SZS7546#CUT | MS | TOP PLATE WITH FLAP CUT | 11
SZS7574BDM2 | MS | DIRECT LINK SUPPORT | 11
SZS7727 | MS | SHIELD ABOVE ACB-TF900 320W | 11
SZS7836H800 | MS | BELLOW PLATE 250 SP | 11
SZS7840CBCP800 | MS | AL GLANDPLATE-800W PLAIN | 11
SZS7849F300 | MS | BASE PLATE-300 NTPC LARA | 11
SZS7849F400 | MS | BASE PLATE-400 NTPC LARA | 11
SZS7850F300 | MS | GLAND BOX-300 | 11
SZS7851F3M4 | MS | GLAND PLATE-300 | 11
SZS7881F300 | MS | CBC BARRIER | 11
TF26875 | MS | ACB DOOR-600H 800W | 11
TF50790 | MS | BRACKET FOR MTB IN 320W PNL | 11
TF61106 | MS | DRAWING HOLDER BOX | 11
TF61107 | MS | PLATE FOR DRAWING HOLDER BOX | 11
TF71803 | MS | DROPPER BARRIER | 11
TF75129BK18 | MS | BRACKET FOR RISER SHROUD | 11
TH32143XXXX | MS | ETHERNET MOUNTING BKT - REAR | 11
TH32144XXXX | MS | LT26G-ETHERNET BKT | 11
TH32316XXXX | MS | MCB MOUNTING BRACKET | 11
TH32319PY48 | MS | TOP SHROUD | 11
TH32320PY48 | MS | GUTKA SUPPORT CHNL-TRAY | 11
TH36305XXXXT3 | MS | MS GLAND PLTE- TS- FRONT - FCE | 11
TH36415XX3X | MS | MTB PANEL - REAR TOP MS SHROUD | 11
TH36415XX4X | MS | MTB TOP PLATE - 1 | 11
TH36416XX3X | MS | MTB PANEL REAR BASE PLATE | 11
TH36416XX4X | MS | MTB REAR HBB COVER BASE PLATE | 11
TH36417XXX3 | MS | MTB PANEL REAR STRIP | 11
TH36417XXX4 | MS | MTB PLATE - 2 | 11
TH36418P4XS | MS | MTB PANEL - BUSBAR SHIELD | 11
TH36418R3XX | MS | MTB PANEL - BUSBAR SHIELD | 11
TH36590XXXX_A | MS | STD REAR IP BARRIER | 11
TH36590XXXX_B | MS | FR1- 2 T PNL REAR IP BARRIER | 11
TH36590XXXX_C | MS | FR1- 1 T PNL REAR IP BARRIER | 11
TH36590XXXX_D | MS | AUX BC DROP REAR IP BARRIER | 11
TH36609XXXX_C | MS | FR1- MID TIER - IP BARRIER | 11
TH36609XXXX_D | MS | FR1- MID TIER - IP BARRIER | 11
TH36609XXXX_E | MS | AUX / BC DROP - IP BARRIER | 11
TH36624XX4X | MS | HBB REAR SIDE BARRIER | 11
TH36624XX6X | MS | HBB REAR SIDE BARRIER | 11
TH36625XXX1 | MS | COUPLING ENDCOVER BKT | 11
TH36625XXX2 | MS | COUPLING ENDCOVER BKT | 11
TH37024XX11 | MS | MINIBUS SUPPORT IN DRP PANEL 440W | 11
TH37298XXXX | MS | ETHERNET SW TOP ENCLOSURE | 11
TH37465XXXX | MS | FR1 OG CLAMP CHANNEL 4P | 11
TH37997XXXX | MS | REAR HBB SHIEDL FIXING BRACKET | 11
TH38008XX4X | MS | BOTTOM - BC REAR SHROUD | 11
TH38009XX4X | MS | TOP - BC REAR SHROUD | 11
TH38298XX11 | MS | ETHERNET BARRIER BTM | 11
TH38844XXXX | MS | 1100 DEPTH GAP COVERING SHROUD | 11
TH38908XXXX | MS | OG LINK SUPPORTING CHANNEL | 11
TH38910XXXX | MS | NEUTRAL GUTKA MOUNTING BKT | 11
TH38912T432T16 | MS | T-ERA TOP DOOR | 11
TH38914XXXX | MS | NPS MOUNTING BRACKET | 11
TH38915C686 | MS | STATIC POWER SW MOUNT BKT | 11
TH38916X660 | MS | STATIC SWITCH MOUNT PLATE | 11
TH38943XXX1 | MS | VERTICAL SUPPORT BUSZONE | 11
TH38943XXX2 | MS | VERTICAL SUPPORT BUSZONE | 11
TH71393XXXX | MS | AUX BUS BASE PLATE - MTB | 11
TH71394XXXX | MS | TOP TRAY - MTB | 11
TH71395XXXX | MS | AUXBUS COVERING PLATE | 11
TH71396XXXX | MS | TOP TRAY - COVERING PLATE | 11
TH71514XXX2 | MS | TOP SHROUD-TYPE-1 | 11
TH71515XXXX | MS | BOTTOM SHROUD-TYPE-1 | 11
TH71516XXX1 | MS | GUTKA SUPPORT | 11
TH71516XXX2 | MS | GUTKA SUPPORT | 11
TH71516XXX3 | MS | GUTKA SUPPORT | 11
TH71517XXX1 | MS | BELOW PLATE CBC | 11
TH71517XXX2 | MS | BELOW PLATE CBC | 11
TH71518XXXX | MS | BOTTOM PLATE CBC | 11
TH71519XXX1 | MS | INTER PANEL PARTITION | 11
TH71520XXXXT3 | MS | GLAND PLATE- FCE- 300W-TS | 11
TH72046XXX1 | MS | BLANKING PLATE - NON STD CP | 11
TH72998XXXX | MS | SHROUD END SUPPORT BRACKET | 11
TH73335XX11 | MS | DOOR ASSY - DZ2 - 320F TO 560F | 11
TH73335XX13 | MS | DOOR ASSY - DZ2 - 320F TO 560F | 11
TH73335XX14 | MS | TX FEEDER DOOR- 560H | 11
TH73335XXX2 | MS | DZ2 DOOR ASSY - STD CTRL PLT-400F | 11
TH73374XXX3T16 | MS | TOP DOOR - TERA | 11
TH73389XXXX | MS | 560H DOOR - TRAFO | 11
TH76006X1CX | MS | TOP PLATE | 11
TH76008X132 | MS | AUX BUS COMPT BASE PLATE | 11
TH76010X1CX | MS | PARTITION B. C. | 11
TH76012X3XX | MS | MTB Horizontal Support 300mm panel | 11
TH76064X460 | MS | A COMP BP DROPPER PNL | 11
TH77000X474 | MS | VERTICAL BASEPLATE FOR C-COMPT WITH VT M | 11
TH77000X664_DAN | MS | VERTICAL BASEPLATE 600w 640H | 11
TH77459XXX4 | MS | CABLE CLAMP BRACKET | 11
TH77635XXX1 | MS | BUSBAR PARTITION PANEL TO PANEL | 11
TH77635XXX2 | MS | BUSBAR PARTITION PANEL TO PANEL | 11
TH78208X492 | MS | METERING DOOR - 440W 320H | 11
TH78208X493 | MS | RELAY DOOR - 440W 740H | 11
TH78208X494 | MS | METERING DOOR - 600W 320H | 11
TH78208X495 | MS | RELAY DOOR - 600W 860H | 11
TH78208X498 | MS | RELAY DOOR - 300W 560H | 11
TH78208X603 | MS | C - COMP DOOR 600W 640H | 11
TH78208X605 | MS | A - COMP DOOR 600W 600H | 11
TH78208X611 | MS | C - COMP DOOR 800W 860H | 11
TH78208X635 | MS | METERING DOOR - 600W 320H | 11
TH78208X636 | MS | ACB DOOR - 600W 540H | 11
TH78208X638 | MS | METERING DOOR - 600W 320H | 11
TH78208X640 | MS | RELAY DOOR - 600W 860H | 11
TH78208X641 | MS | METERING DOOR - 440W 600H | 11
TH78208X642 | MS | RELAY DOOR - 440W 560H | 11
TH78208X643 | MS | METERING DOOR - 300W 600H | 11
TH78208X644 | MS | METERING DOOR - 300W 600H | 11
TH78208X650 | MS | A - COMP DOOR 440W 600H | 11
TH78208X735 | MS | ACB DOOR - 600W 540H | 11
TH78208X736 | MS | ACB DOOR - 600W 540H | 11
TH78208X802 | MS | ACB DOOR - 600W 540H | 11
TH78208X813 | MS | RELAY DOOR - 800W 860H | 11
TH78208X814 | MS | RELAY DOOR - 600W 640H | 11
TH78208X815 | MS | RELAY DOOR - 600W 600H | 11
TH78208X816 | MS | RELAY DOOR - 800W 860H | 11
TH78208X819 | MS | RELAY DOOR - 600W 860H | 11
TH78208X822 | MS | RELAY DOOR - 600W 860H | 11
TH78208X832 | MS | RELAY DOOR - 600W 640H | 11
TH79032R3XS | MS | HBB SHIELD REAR - AUX+DUMMY PANEL SLOTED | 11
TH79034S3XX | MS | FRONT HBB SHIELD EXTRA HBB SUPPORT | 11
TH90163B81R | MS | FRAME ASSEMBLY REAR | 11
TH90496XXX1 | MS | DC RECTIFIER TRAY | 11
TH91550M3XX | MS | FRONT DOOR - 300W - WO LABLE HOLES | 11
TH91550M3XXT16 | MS | REAR DOOR ASSY | 11
TH91626KB26 | MS | 125A-BRASS-EXTN-35-TP-2R | 11
TH91632XX15 | MS | ASSY PCC 1260 - MCC END COVER-U | 11
TH91633XX16 | MS | SIDE DUCT ENDCOVER - WIRE | 11
TQ26675 | MS | SUPPORTING ANGLE MTB TQ3-500 | 11
TQ31055D | MS | DOOR 200 V96 + SAL SW48 - TQ3 FIX | 11
TQ31826D | MS | DOOR 400 (FN200/250 ) | 11
TQ43790#310 | MS | DOOR BLANK 1000 | 11
TQ43790#311 | MS | DOOR BLANK - 1100 | 11
TQ43790#610 | MS | DOOR 1000 600W TQ3 | 11
TQ43790#611 | MS | DOOR BLANK 1100 | 11
TQ48131 | MS | DOOR 400 | 11
TQ52537##02 | MS | END PLATE RHS FRONT-200 | 11
TQ52537##04 | MS | END PLATE RHS FRONT-400 | 11
TQ54247##N2 | MS | BRACKET-DN2-250-CASTLE KEY | 11
TQ63550 | MS | DOOR 100H 320W | 11
TQ64406#100 | MS | SIDE PARTITION | 11
TQ65420 | MS | STRIP FOR N DROPPER (65KA FAULT) | 11
CA42724ALD4 | Link | CU ISO N-DLINK-BC-FR1-OMEGA | #N/A
CA42725SLD4 | Link | NEUTRAL CU DROPPER-FR1-BC-OMEGA | #N/A
CA42726XXXX | Link | ISOLABLE LINK-CU BC-FR1 | #N/A
CA42727XLH2 | Link | ISO-CONNECTING LINK 2-W CT | #N/A
CA42729XLH2 | Link | ISO-CONNECTING LINK 22-MTX CT | #N/A
CA42733PHA1 | Link | RISER FR1 4POLE CU BC -FR1 OMEGA-R1 | #N/A
CA42733PHA2 | Link | RISER FR1 4POLE CU BC -FR1 OMEGA-R2 | #N/A
CA42733PHB1 | Link | RISER FR1 4POLE CU BC -FR1 OMEGA-Y1 | #N/A
CA42733PHB2 | Link | RISER FR1 4POLE CU BC -FR1 OMEGA-Y2 | #N/A
CA42733PHC1 | Link | RISER FR1 4POLE CU BC -FR1 OMEGA-B1 | #N/A
CA42733PHC2 | Link | RISER FR1 4POLE CU BC -FR1 OMEGA-B2 | #N/A
CA42734GLAX | Link | MINIBUS FR1 4P OMEGA | #N/A
CA42734GLBX | Link | MINIBUS FR1 4P OMEGA | #N/A
CA42734GLCX | Link | MINIBUS FR1 4P OMEGA | #N/A
CA43327XXX3 | Link | L LINK 440WIDE PANEL OMEGA BREAKER | #N/A
CA43378ALH3 | Link | N-ISO-DLINK-FR1-440W-50X10BB | #N/A
CA43380ALA5 | Link | DLINK-FR1-TOP-COPPER-OMEGA | #N/A
CA43380ALA6 | Link | DLINK-FR1-TOP-COPPER-OMEGA | #N/A
CA43380ALB5 | Link | DLINK-FR1-TOP-COPPER-OMEGA | #N/A
CA43380ALB6 | Link | DLINK-FR1-TOP-COPPER-OMEGA | #N/A
CA44004G184 | Link | BUSBAR - 10 X 100 CU - 1840L | #N/A
CA45083HAJ5 | Link | DROPPER BC OMEGA FR1-440W/600W-SDNIL | #N/A
CA45083HAJ6 | Link | DROPPER BC OMEGA FR1-440W/600W-SDNIL | #N/A
CA45083HAJ7 | Link | DROPPER BC OMEGA FR1-440W/600W-SDNIL | #N/A
CA47045XXX3 | Link | VERT_LINK_CU10*50_5000A-310BB-80p | #N/A
CA47046XXX3 | Link | VERT_LINK_CU10*50_5000A_Rph-310BB-80p | #N/A
CA47047XXX3 | Link | VERT_LINK2_CU10*50_5000A_Rph-310BB-80p | #N/A
CA47048XXX3 | Link | VERT_LINK_CU10*50_5000A_BPH-310BB-80p | #N/A
CA47056XXX2 | Link | HOR L-LINK 5000A CU10X50 B PH | #N/A
CA47057XXXX | Link | HOR ZLINK 5000A CU10X50 R & Y PHASE | #N/A
CA47661XXX1 | Link | HOR L-LINK 5000A CU10X50 DPDF-1100D | #N/A
CA47662XXX1 | Link | VERT_LINK_CU10X50_5000A_Bph_80P_1100D | #N/A
CA47683XXXX | Link | HOR ZLINK 5000A CU10X50 R & Y PHASE | #N/A
CA47710XXX1 | Link | N-Z-LINK-10X100 BUS-10X30 DPR CU-1100DF- | #N/A
CA47710XXX2 | Link | N-Z-LINK-10X100 BUS-10X30 DPR CU-1100DF- | #N/A
CA47852XXX1 | Link | TYPE-2 ADAPTOR LINK-400 A | #N/A
CA47852XXX2_18 | Link | TYPE-2 ADAPTOR LINK-400 A | #N/A
CA47852XXX3_18 | Link | TYPE-2 ADAPTOR LINK-400 A | #N/A
CA47852XXX4_18 | Link | TYPE-2 ADAPTOR LINK-400 A | #N/A
CA47854XXX1 | Link | TYPE-I ADAPTOR LINK | #N/A
CA47854XXX2 | Link | TYPE-I ADAPTOR LINK | #N/A
CA47855XXXX | Link | TYPE-I ADAPTOR Y-PHASE LINK-VER | #N/A
CA47856XXX1 | Link | TYPE-I ADAPTOR LINK-B-PHASE | #N/A
CA47856XXX2 | Link | TYPE-I ADAPTOR LINK-B-PHASE | #N/A
CF44711###1 | Link | BUSBAR-RYBN | #N/A
CF44711###2 | Link | BUSBAR-RYBN | #N/A
CF44711###3 | Link | BUSBAR-RYBN | #N/A
CF44711###4 | Link | BUSBAR-RYBN | #N/A
CF44714B100 | Link | CSBLE LINK UPTO 1250C 4P | #N/A
CF44714B200 | Link | CABLE LINK UPTO 1250C 4P | #N/A
CF44714N140 | Link | CABLE LINK UPTO 1250C 4P | #N/A
CF44714R100 | Link | CABLE LINK UPTO 1250C 4P | #N/A
CF44714R200 | Link | CABLE LINK UPTO 1250C 4P | #N/A
CF44714Y100 | Link | CABLE LINK UPTO 1250C 4P | #N/A
CF44714Y200 | Link | CABLE LINK UPTO 1250C 4P | #N/A
CF44715 | Link | VERTICAL CABLE LINK-1250A 4P | #N/A
CF44716 | Link | CABLE LINK - 1AOC | #N/A
CF44737B1LH | Link | RISER LINK-B | #N/A
CF44737B1RH | Link | RISER LINK-B | #N/A
CF44737B2LH | Link | RISER LINK-B | #N/A
CF44737B2RH | Link | RISER LINK-B | #N/A
CF44737R1LH | Link | RISER LINK-Y | #N/A
CF44737R1RH | Link | RISER LINK-Y | #N/A
CF44737R2LH | Link | RISER LINK-Y | #N/A
CF44737R2RH | Link | RISER LINK-R | #N/A
CF44737Y1LH | Link | RISER LINK-Y | #N/A
CF44737Y1RH | Link | RISER LINK-Y | #N/A
CF44737Y2LH | Link | RISER LINK-Y | #N/A
CF44737Y2RH | Link | RISER LINK-Y | #N/A
CF44738 | Link | CONNECTING LINK-2 | #N/A
CF44739 | Link | DIRECT LINK-N | #N/A
CF44740 | Link | DIRECT LINK-N | #N/A
CF44741#1#N | Link | BUSBAR-N | #N/A
CF44741#1#PH | Link | BUSBAR-RYB | #N/A
CF44741#2#N | Link | BUSBAR-N | #N/A
CF44741#2PH | Link | BUSBAR-RYB | #N/A
CF44741#3#N | Link | BUSBAR-N | #N/A
CF44741#3PH | Link | BUSBAR-RYB | #N/A
CF44741#4#N | Link | BUSBAR-N | #N/A
CF44741#4#PH | Link | BUSBAR-RYB | #N/A
CF44742###1 | Link | BUSBAR-RYBN | #N/A
CF44742###2 | Link | BUSBAR-RYBN | #N/A
CF44742###3 | Link | BUSBAR-RYB | #N/A
CF44742###4 | Link | BUSBAR-RYB | #N/A
CF44742###5 | Link | BUSBAR-N | #N/A
CF44742###6 | Link | BUSBAR-N | #N/A
CF44742###7 | Link | BUSBAR-RYBN | #N/A
CF44742###8 | Link | BUSBAR-RYBN | #N/A
CQ40893BB82 | Link | ADAPTER LINK | #N/A
CQ40893RB8# | Link | ADAPTOR LINKS-R-PH BOT ENT WIT 320W PNL | #N/A
CQ40893YB82 | Link | ADAPTER LINK | #N/A
CQ41152 | Link | BUSBAR STAND ALONE-850W TQ3 NTPC | #N/A
CQ41740 | Link | TQ3 FIXED FEEDER 250SP ADAPTOR | #N/A
CQ42213 | Link | BUSBAR-RYBN | #N/A
CQ42218###1 | Link | AL Bus Bar 6X150 - 2500MM | #N/A
CQ42218###2 | Link | AL Bus Bar 6X150 - 500MM | #N/A
SA42927 | Link | 6" BUS BAR STAND ALONE PANEL | #N/A
SA44475 | Link | DROPPER ACB IN TQ3 | #N/A
SA45096 | Link | B/C LINKS - N | #N/A
SA45100 | Link | DROPPER LINK - N | #N/A
SA45532N1SF | Link | Direct Link N1 | #N/A
SA45533R44P | Link | AL RISER R4 UPTO 1600C 4P BTRM (RM 3320) | #N/A
SA45534N200 | Link | AL N DROP. LNK UPTO 1600C 3/4P(RM3320) | #N/A
SA45534R34P | Link | AL R PH DROP. LNK UPTO 1600C | #N/A
SA45534Y34P | Link | AL Y PH DROP. LNK UPTO 1600C | #N/A
SA45535B34P | Link | AL B PH DROP. LNK UPTO 1600C | #N/A
SH31045B2B4 | Link | DROPPER LINK B (UPTO 1600S ACB) | #N/A
SH31045R2B4 | Link | DROPPER LINK R (UPTO 1600S ACB) | #N/A
SH31048B1DA | Link | HBB TO DRP - CON. LINK TF900 - B | #N/A
SH31048R1DA | Link | HBB TO DRP - CON. LINK TF900 - R | #N/A
SH31048Y1DA | Link | HBB TO DRP - CON. LINK TF900 - Y | #N/A
SH49170####A## | Link | DROPPER -FORM 4 -N | #N/A
SH49642N1FA | Link | Z LINK DF/DP 900mm DEEP | #N/A
SH49642N2FA | Link | Z LINK DF/DP 900mm DEEP | #N/A
SH49642N2RA | Link | Z LINK DF/DP 900mm DEEP | #N/A
SH49715B1A2 | Link | CABLE LINK - B1 | #N/A
SH49715B2A2 | Link | CABLE LINK - B2 | #N/A
SH49715R1A2 | Link | CABLE LINK - R1 | #N/A
SH49715R2A2 | Link | CABLE LINK - R2 | #N/A
SH49901Y1A2 | Link | CABLE LINK - Y1 | #N/A
SH49901Y2A2 | Link | CABLE LINK - Y2 | #N/A
ST44684 | Link | FISH PLATES FOR JIFCO | #N/A
ST44685 | Link | FISH PLATES_2 FOR JIFCO | #N/A
SZQ4385 | Link | FISH PLATE 6" BUSBAR SYS. | #N/A
SZQ4387 | Link | FISH PLATE 6" BUSBAR SYS. | #N/A
SZS4342N#AL | Link | LINK B&N | #N/A
SZS4343N#AL | Link | DROPPER LINK | #N/A
SZS4551A83# | Link | BUSBAR- 4'' MID T.U. WITH 320W PNL(TQ3) | #N/A
SZS4556A838 | Link | TQ3 BUSBAR-800+320+800 | #N/A
SZV4302B34B | Link | DIRECT LINK - B3 | #N/A
SZV4302R34B | Link | DIRECT LINK - R3 | #N/A
SZV4302Y34B | Link | DIRECT LINK - Y3 | #N/A
TF54603N1SF | Link | DIRECT LINK-N1 SF (800-1600C 3/4P)SP | #N/A
TF54603N2SF | Link | DIR LINK-N2 800~1600C 3/4P SP | #N/A
TF54603Y1SF | Link | DIRECT LINK Y | #N/A
TF54603Y2SF | Link | DIRECT LINK Y | #N/A
TF54603Y3SF | Link | DIRECT LINK Y | #N/A
TF54603Y4SF | Link | DIRECT LINK Y | #N/A
TF75446B3B4#LHS | Link | RISER LINK - B3 LHS | #N/A
TF75446R3B4#LHS | Link | RISER LINK - R3 LHS | #N/A
TF75446Y3B4#LHS | Link | RISER LINK - Y3 LHS | #N/A
TH41076CXXX | Link | HBB-FR1 IC-600 + 300 W | #N/A
TH41667ZD1X | Link | FISH PLATE - 5 X 165(30+100) | #N/A
TH41667ZD2X | Link | FISH PLATE - 5 X 165(30+100) | #N/A
TH42518XXX8 | Link | BTM TIER NEUTRAL IC LINK | #N/A
TH42546XX10 | Link | N DIRECT LINK TOP TR | #N/A
TH43133XX50 | Link | SDNIL - HBB - 10X 50 - 440 W FR1 | #N/A
TH43156XXXX | Link | DROPPER BUSBAR 10X50 | #N/A
TH43174XXXX | Link | FR1- BC DROPPER HBB 440W | #N/A
TH44849HA09 | Link | DROPPER BC OMEGA FR1-440W/600W-SDNIL | #N/A
TH44849HA10 | Link | DROPPER BC OMEGA FR1-440W/600W-SDNIL | #N/A
TH44849HA11 | Link | DROPPER BC OMEGA FR1-440W/600W-SDNIL | #N/A
TH44850KHA1 | Link | RISER FR1 4POLE CU BC -FR1 OMEGA | #N/A
TH44850KHA2 | Link | RISER FR1 4POLE CU BC -FR1 OMEGA | #N/A
TH44850KHB1 | Link | RISER FR1 4POLE CU BC -FR1 OMEGA | #N/A
TH44850KHB2 | Link | RISER FR1 4POLE CU BC -FR1 OMEGA | #N/A
TH44850KHC1 | Link | RISER FR1 4POLE CU BC -FR1 OMEGA | #N/A
TH44850KHC2 | Link | RISER FR1 4POLE CU BC -FR1 OMEGA | #N/A
TH45304XXX1 | Link | ZLINK JOINT SHROUD | #N/A
TH46355XXXN | Link | FEEDER R&amp;amp;N O/G LINK | #N/A
TH46355XXXR | Link | FEEDER R&amp;N O/G LINK | #N/A
TH46356XXXB | Link | FEEDER Y&amp;amp;B O/G LINK | #N/A
TH46356XXXY | Link | FEEDER Y&amp;B O/G LINK | #N/A
TH46357XXXX | Link | FEEDER Y O/G LINK | #N/A
TH46358XXXX | Link | FISH PLATE FOR ADAPTOR | #N/A
TH46359XX4B | Link | O/G ADAPTOR LINKS | #N/A
TH46359XX4N | Link | O/G ADAPTOR LINKS | #N/A
TH46359XX4R | Link | O/G ADAPTOR LINKS | #N/A
TH46359XX4Y | Link | O/G ADAPTOR LINKS | #N/A
TH48022XXX3 | Link | NEUTRAL ISOLATION LINK | #N/A
TH48050XXXX | Link | HBB - 300W+440W | #N/A
TH48076XXXX | Link | N OG LINK | #N/A
TH48077XXX1 | Link | NEUTRAL ISOLATION LINK | #N/A
TH48094XXX1 | Link | OG LINK 2K-2TIER - 1 AOC | #N/A
TH48094XXX3 | Link | OG LINK 2K-2TIER - 1 AOC | #N/A
TH48094XXX5 | Link | OG LINK 2K-2TIER - 1 AOC | #N/A
TH48095XXXX | Link | NEUTRAL OG LINK | #N/A
TH48130XXXX | Link | NEUTRAL SPACER LINK | #N/A
TH48161MLJ1 | Link | FR1-OG-LINK | #N/A
TH48161MLJ2 | Link | FR1-OG-LINK | #N/A
TH48161MLJ3 | Link | FR1-OG-LINK | #N/A
TH48161MLJ4 | Link | FR1-OG-LINK | #N/A
TH48162XXX1 | Link | FR1-OG-LINK-1100D | #N/A
TQ28736 | Link | O/G TERMINAL | #N/A
TQ63976###A | Link | ISOLATION-N CT | #N/A
CA41687UY81TF | Link | PCC HZ. EARTH BAR-CU-440 - TIN | #N/A
CA41687UY82TF | Link | PCC HZ. EARTH BAR-CU-300 - TIN | #N/A
CF42236B100 | Link | CABLE LINK B1 1:AOC -UPTO 1250A | #N/A
CF42236R100 | Link | CABLE LINK R1 1:AOC -UPTO 1250A | #N/A
CF42236Y100 | Link | CABLE LINK Y1 1:AOC -UPTO 1250A | #N/A
SA42818 | Link | TD3/TF3/TQ3 4SQMM AUX.BUS FOR 1PNL | #N/A
SA42819 | Link | 4 SQ.MM. CU AUX.WIRE | #N/A
SA42821 | Link | fish plate aux wire busbar | #N/A
SA92758 | Link | FISH PLATE FOR AUX BUSBAR TF3/TQ3 | #N/A
SZR4591N25A | Link | I/C LINK N | #N/A
SZR4716R1##A## | Link | DIRECT LINK-R1 | #N/A
SZR4716R2##A## | Link | DIRECT LINK-R2 | #N/A
SZR4716R3##A## | Link | DIRECT LINK-R3 | #N/A
SZR4829R1#A | Link | CONNECTING LINK-R1 | #N/A
SZR4829R2#A | Link | CONNECTING LINK-R2 | #N/A
SZR4829R3#A | Link | CONN LINK R3 | #N/A
SZS4124C0SR#TF | Link | EARTH LINK FOR TF900+TQ3(SF) | #N/A
SZS4853 | Link | LINK BET FN400 TO MNX225-R | #N/A
SZS4854 | Link | LINK BET FN400 TO MNX225-Y | #N/A
SZS4855 | Link | LINK BET FN400 TO MNX225-B | #N/A
SZS4856 | Link | CONN. LINK BET MNX185/225-R | #N/A
SZS4857 | Link | CONN. LINK BET MNX185/225-Y | #N/A
SZS4858 | Link | CONN. LINK BET MNX185/225-B | #N/A
SZS4859 | Link | LINK BETWEEN MNX185/225 | #N/A
SZS4860 | Link | CONN. LINK BET MNX185/225-R | #N/A
SZS4861 | Link | CONN. LINK BET MNX185/225-Y | #N/A
SZS4862 | Link | CONN. LINK BET MNX185/225-B | #N/A
SZS4863 | Link | RISER-R | #N/A
SZS4864 | Link | RISER-Y | #N/A
SZS4865 | Link | RISER-B | #N/A
SZS4866 | Link | O/G. LINK-R | #N/A
SZS4867 | Link | O/G. LINK-Y | #N/A
SZS4868 | Link | O/G. LINK-B | #N/A
SZS4869 | Link | RISER BET MNX185/225 TO O/G. LINK-R | #N/A
SZS4870 | Link | RISER BET MNX185/225 TO O/G. LINK-Y | #N/A
SZS4871 | Link | RISER BET MNX185/225 TO O/G. LINK-B | #N/A
SZS4872 | Link | O/G. LINK-R | #N/A
SZS4873 | Link | O/G. LINK-Y | #N/A
SZS4874 | Link | O/G. LINK-B | #N/A
SZS4882 | Link | RISER LINK1-R | #N/A
SZS4883 | Link | RISER LINK2-R | #N/A
SZS4884 | Link | RISER FOR O/G. LINK-Y | #N/A
SZS4885 | Link | CONN. LINK BET MNX185 TO RISER-Y | #N/A
TF74958##01 | Link | BUSBAR-RYBN 800A 3P | #N/A
TF74958##02 | Link | BUSBAR-RYB 800A 3P | #N/A
TF74958##03 | Link | BUSBAR-RYBN 800A 3P | #N/A
TF74958##04 | Link | BUSBAR-N FOR 5P10 CT | #N/A
TF74958##05 | Link | BUSBAR-N FOR 5P10 CT | #N/A
TQ55708 | Link | LINK RISER R FN400 | #N/A
TQ55709 | Link | LINK RISER Y FN400 | #N/A
TQ55710 | Link | LINK RISER B FN400 | #N/A
TQ55712 | Link | O/G LINK R FN400 TQ3 FIX | #N/A
TQ55713 | Link | O/G LINK Y FN400 | #N/A
TQ55714 | Link | O/G LINK B FN400 | #N/A
TQ55715 | Link | O/G LINK N FN400 | #N/A
TQ58420 | Link | O/G LINK-N | #N/A
TQ61041###B | Link | B LINK'S BOT. TERM FN400 | #N/A
TQ61041###N | Link | N LINK'S BOT. TERM FN400 | #N/A
TQ61041###R | Link | R LINK'S BOT. TERM FN400 | #N/A
TQ61041###Y | Link | Y LINK'S BOT. TERM FN400 | #N/A
CA41687UY16TF | Link | PCC HZ. EARTH BAR-CU-600, 600, 600 - TIN | #N/A
CA41687UY19TF | Link | PCC HZ. EARTH BAR-CU-600, 440, 800 - TIN | #N/A
CA41687UY25TF | Link | PCC HZ. EARTH BAR-CU | #N/A
CA41687UY27TF | Link | PCC HZ. EARTH BAR-CU-440, 800, 600 - TIN | #N/A
CA41687UY68TF | Link | PCC HZ. EARTH BAR-CU-600, 300 - TIN | #N/A
CA43323US43TF | Link | 440W HALF VEB (5 X 25 CU) 2400_310 | #N/A
CA43324UXXXTF | Link | ACB CRADLE -440 HT VEB LINK CU | #N/A
CA43416UXX5TF | Link | PCC(1100 D) -MCC (1100 D)-FISH PLA | #N/A
CA47332XXX1TF | Link | EARTH COUPLING 900 X 1100 PCC ON LHS 80P | #N/A
CQ41167 | Link | ADAPTOR FOR 300SQ.MM NON STD | #N/A
SH35006B25A | Link | RISER LINK | #N/A
SH35006N25A | Link | N LINK FN250 | #N/A
SH35006R25A | Link | RISER LINK | #N/A
SH35006Y25A | Link | RISER LINK | #N/A
SH35007N25A | Link | Q/G LINK N FN250 | #N/A
SH35007R25A | Link | O/G CABLE LNK - R | #N/A
SH35008B25A | Link | O/G LINK B -PH FN250 | #N/A
SH35008Y25A | Link | O/G CABLE LINK-Y | #N/A
TQ52215AP14 | Link | 4" BUSBAR | #N/A
CQ72592 | MS | DOOR - 300 (DN2-250) | 11
CQ73048 | MS | DOOR-1200 | 11
CQ73049 | MS | SIDE BARRIER | 11
CQ73050 | MS | DOOR-200 | 11
SA74506#300 | MS | BARRIER UC SIZE 300 - TF900 | 11
SA74510#300 | MS | BARRIER (FRONT COMP. 300) - TF900 | 11
SA74514#300 | MS | BARRIER (VACNT COMP. 300) - TF900 | 11
SH77978#T16 | MS | SHROUD - BASEPLATE | 11
SH98951 | MS | TOP ASSEMBLY (WELDED) DROPPER PNL 600D | 11
SH98952 | MS | BASE ASSEMBLY (WELDED) DROPPER PNL 600D | 11
TF75079##01 | MS | ACB DOOR 750H 800W | 11
TF75079##02 | MS | ACB DOOR 750H 800W | 11
TF75079##03 | MS | RELAY DOOR 450H 800W | 11
TF75079##04 | MS | RELAY DOOR 450H 800W | 11
TF75079##05 | MS | RELAY DOOR 600H 800W | 11
TQ45451 | MS | BRACKET | 11
CA54003VXXX | PR | LABEL - AUX. BUS. | #N/A
CA70222XXXX | PR | PC SHROUD-IP BARRIER FR2-3PN-BC | 40
CA70234XXXX | PR | PC COVER - 2 TEIR | #N/A
CA72936XXX3 | PR | HORIZONTAL PARTITION 800W 1 | 40
CA72936XXX4 | PR | HORIZONTAL PARTITION 800W 2 | 40
CA72944XXX1 | PR | SUPPORT JOINT SHROUD 1 | 40
CA72944XXX6 | PR | SUPPORT 4-JOINT SHROUD | 40
CA72945XX16 | PR | BUSBAR JOINT SHROUD 16 | 40
CA72945XX17 | PR | BUSBAR JOINT SHROUD 17 | 40
CA72945XX18 | PR | BUSBAR JOINT SHROUD 18 | 40
CA72945XXX2 | PR | JOINT SHROUD 2 | 40
CA72945XXX9 | PR | JOINT SHROUD 310 AL HBB | 40
CA73460XXXX | PR | IP BOX 2 BADRA | #N/A
CA74195XXXX | PR | FR2 DDIL 1260D PARTITION | 40
CA74197XXXX | PR | FR2 DDIL 1260D PARTITION | 40
CA74203XXXX | PR | TOP FEEDER NEUTRAl SIDE PLATE | #N/A
CA74204XXXX | PR | TOP FEEDER NEUTRAL PART. | #N/A
CA74205XXXX | PR | TOP FEEDER NEUTRAL | #N/A
CA74206XXXX | PR | NEUTRAL LINK COVER 2 | #N/A
CA74379PX8X | PR | CRADLE PARTITION B/C-PC | 40
CA75285XXXX | PR | BOTTOM IP BOX | #N/A
CA75935XXX1 | PR | BUSBAR PARTITION WITH INNER SUPP FIXING | 40
CA75936XXXX | PR | DUCT PARTITION 4000A DDIL | 40
CA75937XXXX | PR | DUCT PARTITION 4000A DDIL | 40
TH37416XXX2PC | PR | FR2 DDIL 1260D PARTITION | 40
TH51113XXX1 | PR | BOTTOM NEUTRAL TAPP OFF COVER | #N/A
TH51113XXX2 | PR | BOTTOM NEUTRAL TAPP OFF COVER | #N/A
TH51127XXX1 | PR | CAMLOCK IP BOX | #N/A
TH51127XXX3 | PR | CAMLOCK IP BOX | #N/A
TH51132XXXX | PR | REAR SHROUD | 40
TH51134NXSJ | PR | FR1-TT-PC PARTITION ABOVE ACB | 40
TH51855XXXX | PR | TOP FEEDER NEUTRAl SIDE PLATE | #N/A
TH51891XXXX | PR | TYPE-I : POLYCARBONATE SHEET | #N/A
TH51894XXXX | PR | REAR SHROUD | 40
TH51905XXXX | PR | FRONT PLATE | #N/A
TQ53734 | PR | SHROUD-NLK | 40
CF42172#MID#GP | Link | DROPPER - 2500C 4P | #N/A
CF43791#####GF | Link | BUSBAR-TF3 | #N/A
CQ42249#####GF | Link | MIDDLE PANEL HBB - TQ3 - 6" | #N/A
SA42037####CTF | Link | earthbar fish plate (6f-12f) | #N/A
SA42056#####GP | Link | EARTH LINK TQ3 (DF) | #N/A
SA42058#####GF | Link | CONNECTING LINK H TO V E.B. | #N/A
SA42928#####GF | Link | 4" BUS BAR STAND ALONE PANEL | #N/A
SA42946#####GF | Link | FIRST PANEL HBB - TQ3 - 6" | #N/A
SA46280#####GP | Link | MINIBUS | #N/A
ST22845#MID#GP | Link | VERTICAL DUCT LINK | #N/A
ST24087#####GP | Link | Minibus | #N/A
ST24088#####GP | Link | Minibus | #N/A
ST24089#####GP | Link | Minibus | #N/A
ST24090#####GP | Link | Minibus | #N/A
ST24177#####GP | Link | BOTTOM TERM-R | #N/A
ST24178#####GP | Link | BOTTOM TERM-R | #N/A
ST24179#####GP | Link | BOTTOM TERM-R | #N/A
ST24180#####GP | Link | BOTTOM TERM-R | #N/A
ST24181#####GP | Link | BOTTOM TERM-R | #N/A
ST24183#####GP | Link | BOTTOM TERM-Y | #N/A
ST24184#####GP | Link | BOTTOM TERM-Y | #N/A
ST24185#####GP | Link | BOTTOM TERM-Y | #N/A
ST24186#####GP | Link | BOTTOM TERM-Y | #N/A
ST24187#####GP | Link | BOTTOM TERM-Y | #N/A
ST24189#####GP | Link | BOTTOM TERM-Y | #N/A
ST24190#####GP | Link | BOTTOM TERM-Y | #N/A
ST24191#####GP | Link | BOTTOM TERM-Y | #N/A
ST24192#####GP | Link | BOTTOM TERM-B | #N/A
ST24193#####GP | Link | BOTTOM TERM-N | #N/A
ST24195#####GP | Link | BOTTOM TERM-N | #N/A
ST24196#####GP | Link | BOTTOM TERM-N | #N/A
ST24197#####GP | Link | BOTTOM TERM-N | #N/A
SZQ4704#####GF | Link | SPACER | #N/A
SZS4124C0SL#TF | Link | EARTH LINK FOR TF900+TQ3(SF) | #N/A
TF50170N1F4#GP | Link | HOR. DUCT LINK-N | #N/A
TF50170N2F4#GP | Link | HOR. DUCT LINK-N | #N/A
TF51331##B1AGP | Link | DIRECT LINK-B (2500A 3P ACB) AT SS | #N/A
TF51331##B2AGP | Link | DIRECT LINK-B (2500A 3P ACB) AT SS | #N/A
TF51331##B3AGP | Link | DIRECT LINK-B (2500A 3P ACB) AT SS | #N/A
TF51331##B4AGP | Link | DIRECT LINK-B (2500A 3P ACB) AT SS | #N/A
TF51331##B5AGP | Link | DIRECT LINK-B (2500A 3P ACB) AT SS | #N/A
TF51331##Y1AGP | Link | DIRECT LINK-Y | #N/A
TF51331##Y2AGP | Link | DIRECT LINK-Y | #N/A
TF51331##Y3AGP | Link | DIRECT LINK-Y | #N/A
TF51331##Y4AGP | Link | DIRECT LINK-Y | #N/A
TF51331##Y5AGP | Link | DIRECT LINK-Y | #N/A
TF55084##N1#GP | Link | DIRECT LINK - N (2500C 4P ) | #N/A
TF55084##N2#GP | Link | DIRECT LINK - N (2500C 4P ) | #N/A
TF55084##N3#GP | Link | DIRECT LINK - N (2500C 4P ) | #N/A
TF55084##R1#GP | Link | DIRECT LINK - N (2500C 4P ) | #N/A
TF55084##R2#GP | Link | DIRECT LINK - N (2500C 4P ) | #N/A
TF55084##R3#GP | Link | DIRECT LINK - N (2500C 4P ) | #N/A
TF55084##R4#GP | Link | DIRECT LINK - N (2500C 4P ) | #N/A
TF55084##R5#GP | Link | DIRECT LINK - N (2500C 4P ) | #N/A
TF61787B1F4#GP | Link | HORI. DUCT LINK - 2500 C - 4P | #N/A
TF61787B2F4#GP | Link | HORI. DUCT LINK - 2500 C - 4P | #N/A
TF61787B3F4#GP | Link | HORI. DUCT LINK - 2500 C - 4P | #N/A
TF61787R1F4#GP | Link | HORI. DUCT LINK - 2500 C - 4P | #N/A
TF61787R2F4#GP | Link | HORI. DUCT LINK - 2500 C - 4P | #N/A
TF61787R3F4#GP | Link | HORI. DUCT LINK - 2500 C - 4P | #N/A
TF61787Y1F4#GP | Link | HORI. DUCT LINK - 2500 C - 4P | #N/A
TF61787Y2F4#GP | Link | HORI. DUCT LINK - 2500 C - 4P | #N/A
TF61787Y3F4#GP | Link | HORI. DUCT LINK - 2500 C - 4P | #N/A
TF61788#MID#GP | Link | VERT. DUCT LINK - N | #N/A
TH41317XXX6TF | Link | MCC(1100 D) -PCC (1100 D)- HEB FISH | #N/A
SH67118 | PR | BUSH HBB SUPPORT(HEIGHT 30.7MM) | 60
SH67238P414SAP | PR | PULTRUDED SUPPORT | 40
SH79521 | PR | LIFTING ANGLE, 1 PANEL (790mm) | 61
SH79523 | PR | LIFTING ANGLE FOR 320 + 800 WIDTH PANEL | 61
ST43008A | PR | PULTRUTED SUPPORT-SP SYSTEM | 40
TQ57409#8## | PR | LIFTING ANGLE - 850 W | 61
TQ57409#88# | PR | LIFTING ANGLE-850+850W | 61
CF60373 | PR | CROSS CHANNEL SHROUD | 40
SA74644 | PR | PVC SHROUD 125A WITH ADAPTOR TQ3 | 40
SH78907 | PR | SHROUD(500MM & ABOVE)-CHASIS WITH FRAME | 40
TH51892X56X | PR | FRONT PC SHROUD | 40
TH51893X56X | PR | FRONT PC SHROUD | 40
CA64061XXX2 | PR | NUT PLATE 10X50 BUS-JOINTSHROUD | 40
CA78950XXXX | MS | GLAND PLATE | 11
CA91583XXXX | MS | METAL SUPPORT ASSY | 11
CAEM21AF102A | Relay | CAEM21 RELAY W.D.: MADZ601-11 | 60
CF44772B1DF | Link | direct links | #N/A
CF44772B2DF | Link | direct links | #N/A
CF44772R1DF | Link | direct links | #N/A
CF44772R2DF | Link | Direct Links | #N/A
CF44772Y1DF | Link | Direct Links | #N/A
CF44772Y2DF | Link | Direct Links | #N/A
CF44773N14B | Link | DIRECT LINK-N | #N/A
CF44773N24B | Link | DIRECT LINK-N | #N/A
CF44774 | Link | TF3-TQ3 COUPPLING 200MM COLLAR | #N/A
CF44779###1 | Link | Busbar | #N/A
CF44779###2 | Link | Busbar | #N/A
CF44779###3 | Link | Busbar | #N/A
CF44779###4 | Link | Busbar | #N/A
CF44779###5 | Link | Busbar | #N/A
CF44779###6 | Link | Busbar | #N/A
CF44779###7 | Link | Busbar | #N/A
CF44779###8 | Link | Busbar | #N/A
CF44781 | Link | TF BUSBAR RYBN | #N/A
CF60001X | PR | BUSH BB SUPPORT-33.7MM | #N/A
CF71960H6T5 | MS | BASE PLATE 600H-5KVA IN HW | 11
CF74944T16 | MS | ACB CRADLE SIDE BARRIER | 11
CF76547###1 | MS | REAR SUPPORTING BKT | 11
CF76547###2 | MS | SUPPORTING PLATE | 11
CF76547###3 | MS | CABLE SUPPORTING PLATE | 11
CF76588###4 | MS | REAR DOOR 600+ACB600 | 11
CF76588###6 | MS | REAR DOOR 600+ACB600 | 11
CF76602 | MS | ACB DOOR-800W 600H-SIEMENS LOCK | 11
CF76603 | MS | ACB DOOR - 800 W 600 H | 11
CF76604 | MS | FEEDER DOOR - 800W 600H | 11
CF76605 | MS | DOOR 800W 750H | 11
CF76606 | MS | DOOR 800W 600H | 11
CF76607 | MS | DOOR 320W 600H | 11
CF76608 | MS | DOOR 320W 600H | 11
CF76609 | MS | DOOR 800W 450H | 11
CF76610 | MS | DOOR 800W 750H | 11
CF76611 | MS | DOOR 800W 600H | 11
CF76612 | MS | DOOR 800W 600H | 11
CF76613 | MS | DOOR 800W 600H | 11
CF76620 | MS | ACB DOOR 600H 800W | 11
CF76621 | MS | DOOR RELAY 300 | 11
CF76622 | MS | RELAY DOOR TRAFO 600 TF9 | 11
CF76627 | MS | RELAY DOOR-320W 600H UPOW | 11
CF76628 | MS | RELAY DOOR-800W 600H U POW | 11
CF76629 | MS | RELAY DOOR-600H 800W U POW | 11
CF76630 | MS | RELAY DOOR-300H 800W UPOW | 11
CF76631 | MS | REAR MID DOOR BOLTED TF9 | 11
CF76632 | MS | DOOR BOTTOM REAR TF9 | 11
CL90803OOOO | ACB | UN-PS Module;U-POWER | 51
CL90815OOOO | ACB | Locking "OFF"Button R-Lock;U-POWER/OMEGA | 51
CM92008OOL1OG | DN | MCCB dsine DN2-250D 125A 3P TM(Mag 6-10) | 52
CQ40770AL06X | Link | ADAPTOR | #N/A
CQ42250###1 | Link | 12X50 CU -EXT. EB TERM 300 CABLE | #N/A
CQ42250###2 | Link | 12X50 CU -EXT. EB TERM 300 CABLE | #N/A
CQ42252 | Link | Busbar TQ | #N/A
CQ71457 | MS | DOOR-600 FN250 | 11
CQ74558 | MS | DOOR 300 | 11
CQ74559 | MS | DOOR - 400 | 11
CQ74578 | MS | DOOR 400 | 11
CQ74599 | MS | IP BARRIER WITH CUT | 11
CQ74607 | MS | DOOR-400 | 11
SA42063 | Link | VERTICAL EARTHBAR TF3 | #N/A
SA42820 | PR | 4 SQ MM CU AUX WIRE BB 3 PANEL | 61
SA46072 | PR | BOOKED BY BB | 61
SA60267 | PR | SPACER 16DIA X 40MM TF + TQ | 61
SA91931 | PR | DOOR LOCK TD3,TF3-FR | 61
SA92755 | PR | AUX BUSBAR 1 PNL TF3/TQ3 | 61
SA92756 | PR | AUX BUSBAR 2 PNL TF3/TQ3 | 61
SA92757 | PR | AUX BUSBAR 3 PNL TF3/TQ3 | 61
SH00008 | PR | CU CABLE 80/0.2 FRHRPVC YEL/GRE | #N/A
SH00009 | PR | PVC SLEEV GREY FOR EARTHING WIRE | #N/A
SH21093W200 | MS | TOP PLATE | 11
SH21361W2RE | MS | BRACKET FOR HBB SUPPORT- IN 100MM COLLAR | 11
SH21362W200 | MS | HBB SUPPORT-TQ3+TF LHS COUP.(IN 200MM) | 11
SH21363TF32 | MS | AUX BUS SHIELD- IN 100/200MM COLLAR | 11
SH21425NTPC | MS | BRACKET VERTICAL EARTHBAR | 11
SH31199NDIA | Link | N LINK | #N/A
SH57075##45 | PR | BELLOW FOR 125A O/G CONT | #N/A
SH57075XX40 | PR | BELLOWS | #N/A
SH78289 | PR | LIFTING ANGLE - 800W+800W+600W | 61
SH99138 | PR | SHELL ASSEMBLY | #N/A
SH99266W200 | MS | bottom channel assly | 11
SH99267W200 | MS | TOP CHANNEL ASSLY | 11
SH99278W200 | MS | vartical channel assly | 11
SH99302 | MS | BASE ASSY. (600W 600D PNL) | 11
SH99303 | MS | TOP ASSEMBLY (600W 600D) | 11
SH99336W200 | MS | BRACKET FOR HBB SUPPORT- IN 100MM COLLAR | 11
ST52272XXXX | PR | POLYCARBONATE COVER-TYPE-2 | #N/A
SZP5082 | PR | SUPPORT | #N/A
SZP7443_RW | MS | BOTTOM PLATE (REAR RHS) TQ3 | 11
SZR4716R1 | Link | DIR LINK 800-1600A C 3P TF900SP(ATSS)-R1 | #N/A
SZR4716R2 | Link | DIR LINK 800-1600A C 3P TF900SP(ATSS)-R2 | #N/A
SZR7694 | MS | ANGLE FOR SHROUD 3200/4000A | 11
SZR7951 | MS | BOTTOM PLATE-AOC | 11
SZR7953 | MS | BOTTOM PLATE-REAR LHS | 11
SZS7278#DIRT16 | MS | ANGLE FOR ACB BARRIER=800W | 11
SZS7278#DRPT16 | MS | Angle for ACB barrier | 11
SZV4200N1DA | Link | LINK - N N1 | #N/A
SZV4201B42A | Link | CABLE LINK-2:A0C | #N/A
TF72724HTOP | MS | REAR HINGED DOOR TF9 | 11
TF74753HBKT | MS | BRAKET FOR REAR BOLTED DOOR | 11
TH37412XXXXPC | PR | SLOTTED REAR PARTITION-PC | 40
TH48021XKM1 | Link | OG LINK 2K-2TIER | #N/A
TH48021XKM2 | Link | OG LINK 2K-2TIER | #N/A
TH48021XKM3 | Link | OG LINK 2K-2TIER | #N/A
TH50160XX72 | PR | BOOT- 72 | #N/A
TH51904XXXX | MS | DOOR TOP EMBLEM HOUSING | 11
TH51935XXXX | Link | FR1-2T-CU-DDIL-MID TIER-REAR- | #N/A
TH60026XXXX | PR | BUSH | #N/A
TH78208X837 | MS | RELAY DOOR - 600W 640H | 11
TH78208X838 | MS | RELAY DOOR - 600W 640H | 11
TQ31492D | MS | DOOR 600 - FN400 | 11
CA41687UY47TF | Link | PCC HZ. EARTH BAR-CU-300, 600, 600 - TIN | #N/A
CA42700MLH2 | Link | NEUTRAL OG CONNECTOR LINK2 3PN | #N/A
CA42705KLD6 | Link | NEUTRAL-ISO D LINK-FR1 | #N/A
CA42707KLH2 | Link | NEUTRAL CONNECTING LINK | #N/A
CA42707KLH3 | Link | NEUTRAL CONNECTING LINK | #N/A
CA43838XXX1 | Link | Dlink -FR1-Top-Copper | #N/A
CA43838XXX2 | Link | Dlink -FR1-Top-Copper | #N/A
CA43838XXX3 | Link | Dlink -FR1-Top-Copper | #N/A
CA43838XXX4 | Link | Dlink -FR1-Top-Copper | #N/A
CA43838XXX5 | Link | Dlink -FR1-Top-Copper | #N/A
CA43838XXX6 | Link | Dlink -FR1-Top-Copper | #N/A
CA43855XXXX | Link | OG LINK | #N/A
CA61084XXX2 | PR | PULTRDED SUPPORT RIGHT-TOP ISO NEUTAL 2 | 40
CA71558A037 | PR | Lifting Angle (600+600+300) | 61
CA72217BX66 | MS | MOUNTING PLATE VT MODULE - RHS | 11
CA72795XXXX | MS | ISO LINK SUPPORT BRACKET-CU TOP | 11
CA72796QX63 | PR | REAR &amp; BOTTOM SHROUD - TOP DUCT | 40
CA73838NXSJ | PR | FR1-TT-PC PARTITION ABOVE ACB | 40
CA75493QX63 | PR | REAR &amp; BOTTOM SHROUD - TOP DUCT | 40
CA75595QXX1 | PR | ACB-REAR PARTITION-2T | 40
CA75651XXXX | PR | FR1-STT-ACB SHROUD FIXING BRACKET | 40
CA94015ZXXX | PR | CONNECTOR ASSY. HEXAGONAL WELDED | #N/A
CF44777N1DF | Link | DIRECT LINK N | #N/A
CF76645 | MS | BASE PLATE-800 | 11
CQ42277HHH1 | Link | connecting link | #N/A
CQ42277HHH2 | Link | connecting links | #N/A
CQ42278HHR1 | Link | Riser R | #N/A
CQ42278HHR2 | Link | Riser R2 | #N/A
CQ42278HHY1 | Link | Riser Y | #N/A
CQ42278HHY2 | Link | Riser Y2 | #N/A
CQ42279 | Link | OG Riser B | #N/A
CQ42280 | Link | OG Riser B2 | #N/A
CQ42281HHHB | Link | O/G Links | #N/A
CQ42281HHHY | Link | O/G Link Y | #N/A
CQ42282 | Link | O/G Links R | #N/A
CQ74595 | MS | CBC DOOR | 11
CQ74604 | MS | door 300 | 11
CQ74621 | MS | contactor base plate | 11
CQ74622 | MS | mn12 fixing bkt | 11
CQ74623HH12 | MS | side barrier 1200 fn400 non std | 11
CQ74625 | MS | DOOR 1200 | 11
SA42924 | Link | 4" BUS BAR 1Panel | #N/A
SA44901 | Link | I/C LINK-R | #N/A
SA44902 | Link | I/C LINK-Y | #N/A
SA44903 | Link | I/C LINK-B | #N/A
SA46001C61PT | Link | EARTBAR -600W PANEL WITH TIN PLATIN | #N/A
SA77781T2 | MS | DOOR TOP REAR TF 600W | 11
SA77787T2 | MS | DOOR - REAR - TF600W | 11
SA94914BOT#T2 | MS | COVER ASSY. BOT. FRONT-600W | 11
SA94914TOP#T2 | MS | COVER ASSY. TOP. FRONT-600W | 11
SH78906 | PR | SHROUD(400MM)-CHASIS W/O FRAME | 40
SH79521N | PR | LIFTING ANGLE 800W | 61
SH79522 | PR | LIFTING ANGLE FOR 600 MM WIDTH PANEL | 61
SPE0143500163 | ELR | PROKDV ELR,85-275V AC/DC,ID=350X100MM | 60
SPE0159200007 | Terminal | ELMEX SUT4 TERMINAL | 61
SPE0159200067 | Terminal | ELMEX KBTM5-15 TERMINAL | 61
SPE0159300011 | Terminal | ELMEX END PLATE KPS4 | 61
SPE0159900003 | Terminal | ELMEX END CLAMP SCMN | 61
SPE0293500493 | Sel Sw | SALZER DR-DC IP2X REAR TERM,16A,2P,4POS | 60
SZQ7449 | PR | SHROUD FEEDERS W/O FRAME | 40
SZR7257##60T16 | MS | BARRIER | 11
SZR7532 | MS | BUSBAR SHIELD-600 | 11
SZV4200N2DA | Link | LINK-N N2 | #N/A
TF68510 | Link | BUSBAR RYBN | #N/A
TH36419XXX3 | MS | AUXBUS COVERING PLATE | 11
TH36609XXXX_B | MS | FR1- 1 TIER - IP BARRIER | 11
TH37998X3XX | MS | MTB PANEL - AUXBUS BELOW TRAY | 11
TH48157XXXX | Link | SDNIL - 300+600+600 1 TIER | #N/A
TH48160XXXX | Link | SDNIL - 300 BC DROP + 600 FR1 | #N/A
TH48161KLP1 | Link | FR1- OG LINK | #N/A
TH48161KLP2 | Link | FR1- OG LINK | #N/A
TH48161KLP4 | Link | FR1- OG LINK | #N/A
TH77000X652 | MS | COMP 'C' - 600W x 520H , base plate | 11
TH77000X666 | MS | VERTICLE BASEPLATE FOR C- COMP WITH VT | 11
TH78208X825 | MS | METERING DOOR - 300W 600H | 11
TH78208X833 | MS | RELAY DOOR - 600W 860H | 11
TH78208X834 | MS | RELAY DOOR - 600W 660H | 11
TH78208X835 | MS | RELAY DOOR - 600W 520H | 11
TH78208X836 | MS | RELAY DOOR - 600W 540H | 11
TH78208X852 | MS | RELAY DOOR - 600W 640H | 11
TQ54394##LB | MS | BASE PLATE SUPPORT | 11
XS00179 | PR | M4 X 10MM CHEESE HEAD SCREW rohs. | 61
XW00006 | PR | M4 PLAIN WASHER OD10, ID4.5, T 0.8 | 61
XW60044 | PR | EXT CIRCLIP A8 (POLE SPECIAL CIRCLIP) | 61
CQ40770CU08 | Link | 250SP ADAPTER - FOR 50&amp;amp;70 SQ MM | #N/A
CQ42214#B## | Link | BUS BAR -RYBN PLATED | #N/A
CQ42214#R## | Link | BUS BAR -RYBN PLATED | #N/A
CQ42214#Y## | Link | BUS BAR -RYBN PLATED | #N/A
CQ42215#B## | Link | BUSBAR - RYBN | #N/A
CQ42215#RY# | Link | BUSBAR - RYBN | #N/A
CQ42240 | Link | I/C LINK-R &amp; B | #N/A
CQ42241 | Link | I/C LINK-Y | #N/A
CQ42242 | Link | I/C ADAPTOR - R,B | #N/A
CQ42243 | Link | R RISER OG | #N/A
CQ42244 | Link | Y RAISER OG | #N/A
CQ42245 | Link | B RISER OG | #N/A
CQ42246###B | Link | OG LINK DZ6-250A B | #N/A
CQ42246###R | Link | OG LINK DZ6-250A R | #N/A
CQ42246###Y | Link | OG LINK DZ6-250A Y | #N/A
CQ71790HV02 | MS | SIDE BARRIER-MTB 200MM COMP | 11
CQ71993#T16 | MS | BRACKET FOR COMM.CABLE | 11
CQ73852 | MS | DOOR-500 TQ3 D/O | 11
CQ74229 | MS | DZ6_400A MOUNTING BRACKET | 11
CQ74275#300 | MS | MODULE BASE PLATE | 11
CQ74280 | MS | DOOR-300 | 11
CQ74460 | MS | CONTROL PLATE TQ3 unpainted | 11
CQ74612 | MS | DOOR DZ6 - 600H | 11
DZ6T0250NXF1AOOOO | DZ | MCCB dsine DZ6-400N 250A 3P 50kA iTRP1 | 52
FZX40013 | Relay | MCOMP TO CT-CBCT WIRING ASSEMBLY 1.0M | 67
SH49165 | Link | VERTICAL EARTHBAR TQ3 | #N/A
SH49167 | Link | EARTH LINK TQ3 | #N/A
SH49643B1RC#GP | Link | Z LINK B1 | #N/A
SH49643B2RC#GP | Link | Z LINK B2 | #N/A
SH49643R1RC#GP | Link | Z LINK R1 | #N/A
SH49643R2RC#GP | Link | Z LINK R2 | #N/A
SH49643Y1RC#GP | Link | Z LINK Y1 | #N/A
SH49643Y2RC#GP | Link | Z LINK Y2 | #N/A
SPE0145500355 | CT VT | CBCT FOR MCOMP,MOP:100MA | 60
SPE0306500013 | OEN | OEN31 4R:DC RELAY,4R-1-24 | 60
SPE0424000025 | PB | ESBEE P.B. ACTUATOR- EG03FDLR240A | 60
SPE0424000029 | PB | ESBEE P.B. ACTUATOR- EG03FDLA240A | 60
SPE0424000030 | PB | ESBEE P.B. ACTUATOR- EG03FDLG240A | 60
SYXD427TQ | Vendor | PART ASSEMBLED SWITCHBOARD | #N/A
SYXD427TQMO1 | Vendor | GENERIC FEEDER | #N/A
SZQ4438#####GF | Link | FISH PLATE EXT.PANEL. | #N/A
SZR7639 | MS | Bkt FOR MTB FDR | 11
TQ30058 | MS | CONROL PLATE | 11
CA43327XXX4 | Link | L LINK 440WIDE PANEL OMEGA BREAKER | #N/A
CA43366ALA5 | Link | DLINK-FR1-TOP-COPPER-OMEGA | #N/A
CA43366ALA6 | Link | DLINK-FR1-TOP-COPPER-OMEGA | #N/A
CA43366ALB5 | Link | DLINK-FR1-TOP-COPPER-OMEGA | #N/A
CA43366ALB6 | Link | DLINK-FR1-TOP-COPPER-OMEGA | #N/A
CA43366ALC5 | Link | DLINK-FR1-TOP-COPPER-OMEGA | #N/A
CA43366ALC6 | Link | DLINK-FR1-TOP-COPPER-OMEGA | #N/A
CA43370XXX4 | Link | FISHPLATE | #N/A
CA43380ALA1 | Link | DLINK-FR1-TOP-COPPER-OMEGA | #N/A
CA43380ALA2 | Link | DLINK-FR1-TOP-COPPER-OMEGA | #N/A
CA43380ALB1 | Link | DLINK-FR1-TOP-COPPER-OMEGA | #N/A
CA43380ALB2 | Link | DLINK-FR1-TOP-COPPER-OMEGA | #N/A
CA47014XXX3 | Link | VERTICAL LINK_410_2 | #N/A
CA47014XXX4 | Link | VERTICAL LINK_410_2 | #N/A
CA47455XXX3 | Link | VERT LINK R-PH SDNIL-50BUS SF | #N/A
CA47455XXX4 | Link | VERT LINK R-PH SDNIL-50BUS SF | #N/A
CA47456XXX3 | Link | VERT LINK R-PH SDNIL-50BUS DF | #N/A
CA47456XXX4 | Link | VERT LINK R-PH SDNIL-50BUS DF | #N/A
CA64020XX80 | PR | TUBE - 99.8 mm | #N/A
CA73913XXXX | MS | IC2OG HORI PARTITION-1600A ISOL | 11
CF73790MS31 | MS | SPLIT BOTTOM PLATE | 11
CF76503 | MS | RELAY DOOR-600H 800W U POWER | 11
CF76511 | MS | RELAY DOOR-300H 800W U POWER | 11
SA74606 | MS | CHANNEL CABLING BUS SUP TQ3 | 11
SPE0005801881 | Meter | AMMETERAE,0-20-160A,CLASS 1,NOT APPLICAB | 60
SPE0042700662 | Meter | DIGITAL AC AMMETER,240V AC,0-125A | 60
SPE0108600108 | Sel Sw | SALZER 16 A, 4 POLE, 4 POSITION | 60
SPE0145300269 | Transducer | AE KW TR.,240V AC,4 - 20 mA | 60
SPE0307700084 | Meter | PREMIER300 (CT OPER) (LT),57.7V-240V AC, | 60
SPE0307700092 | Meter | PREMIER300 (CT OPER) (LT),57.7V-240V AC, | 60
SPE0356000079 | Communication | IVEONET PATCHCORD:IFPC-LC-SC-OS1-DX-01 | 60
SZP7284 | MS | BOT. PLATE 225X900 FF | 11
SZS4124COSL#TF | Link | EARTH LINK | #N/A
SZS4124COSR#TF | Link | EARTH LINK | #N/A
TF74069TPPV | MS | DROPPER PANEL BARRIER | 11
TH43133XX80 | Link | SDNIL - HBB - 10X 80 - 440 W FR1 | #N/A
TH43169XXXX | Link | HBB-FR1 IC-600W - 10X80 CU | #N/A
TH45944XXX9 | Link | HBB - 10X80 - 900 | #N/A
TH46364XXXX | Link | HBB - 900W + 300W | #N/A
TH46378XXXX | Link | SDNIL HBB - 300 W + 900W | #N/A
TH48098XXXX | Link | HBB - 300 DRP+440 | #N/A
TH48099ALH3 | Link | N ISO DLINK FR1 440W | #N/A
TH78208X607 | MS | B - COMP DOOR - 600W 640H | 11
TQ46520 | MS | REAR DOOR MTG.ANGLE | 11
XS00567 | PR | M6 X 14MM CHEESE HEAD SCREW rohs | 61
XS60034 | PR | Hardware | 61
ACBSCW1412-121 | ACB | ACB 0800 A , ELECTRICAL-(Motor oprtd-S. | 51
ACBSCW1386-232 | ACB | ACB 4000 A , ELECTRICAL-(Motor oprtd-S. | 51
SPE0130100008 | Relay | LTM R,24V DC,5-100A,ETHERNET TCP/IP | 60
SPE0130300003 | Relay | LTM R LTM CU CONTROL UNIT | 60
SPE0130200001 | Relay | LTM E EXPANSION MODULE | 60
SPE0143500055 | ELR | PROKDV ELR,85-275V AC/DC,40MM | 60
CS965581OOO | MDX | MDX 3P 110A(AC3) 110V DC (11BF110C) | 53
CS95042BOOO | MO | MO140 contactor Coil Drive basic110-240V | 53
SPE0316900003 | Relay | D2 VCT1,3PH,4WIRE, | 60
CS965551OOO | MDX | MDX 3P 65A(AC3) 110V DC (11BF65C) | 53
DZ1T0100NXM1AOOOO | DZ | MCCB dsine DZ1-160N 100A 3P 50kA M ver | 52
DZ6T0400NXD1AOOOO | DZ | MCCB dsine DZ6-400N 400A 3P 50kA VTVM | 52
SPE0130500003 | Relay | LTM R TO LTM E CABLE LENGTH 0.04M | 60
SPE0108600433 | Sel Sw | SALZER 16 A, 4 POLE, 4 POSITION | 60
CQ42197RB3PF | Link | SPREADER DZ6 - 3P - R &amp; B-UNF | #N/A
CQ42238##RB | Link | MO250 ADAPTOR NON STD | #N/A
SZS7201##06PVC | MS | SIC BARRIER-600 IN PVC | 11
CQ42197#Y3PF | Link | SPREADER DZ6 - 3P - Y-UNF | #N/A
CF90183 | MS | FRONT BOT COVR ASSY-800W 8mm OPN | 11
CQ42238###Y | Link | MO250 ADAPTOR NON STD | #N/A
SPE0130400003 | Relay | LTM R/LTM E TO LTM CU CABLE | 60
SZS7201##04PVC | MS | SIC BARRIER-400mm IN PCV | 11
CQ42186###Y | Link | CONNECTING LINK-Y | #N/A
CQ42186###B | Link | CONNECTING LINK-B | #N/A
CQ42186###R | Link | CONNECTING LINK-R | #N/A
UW232SXBA200019063 | ACB | UW F2 3200A S 3P EB B/C | 51
UW112NXBA200019036 | ACB | UW F1 1250A N 3P EB B/C | 51
UW232SXC0000019064 | ACB | UW F2 3200A S 3PCRADLE | 51
UW112NXC0000019038 | ACB | UW F1 1250A N 3PCRADLE | 51
SPE0307700087 | Meter | PREMIER300 (CT OPER) (LT),57.7V-240V AC, | 60
SPE0307700088 | Meter | PREMIER300 (CT OPER) (LT),57.7V-240V AC, | 60
SPE0307700097 | Meter | PREMIER300 (CT/VT OPER) (HT),110 V (P-P) | 60
SPE0307700089 | Meter | PREMIER300 (CT OPER) (LT),57.7V-240V AC, | 60
SPE0101179842 | RECTIFIER | EXTR_ITEM RECTIFIER 415V AC/110V DC,SUPR | 60
CM97200OOROOG | DN | Combination-DN3 400N 3P TM6-10,UVR,S-EOM | 52
SH31323RYB5#GFF | Link | ADAPTOR LINKS FR2 OMEGA IN TF3-UNF | #N/A
SPE0205000023 | Transducer | AE DC CURRENT,4-20MA,220V DC TRANSDUCER | 60
SPE0145300271 | Transducer | AE KW TR.,220V DC,4 - 20 mA | 60
SH31433PH4CF | Link | B/C ADP - RYB | #N/A
SH31433PH3CF | Link | B/C ADP - RYB | #N/A
SH31433PH1CF | Link | B/C ADP - RYB | #N/A
SH31433PH2CF | Link | B/C ADP - RYB | #N/A
SPE0205000014 | Transducer | AE DC CURRENT,4-20MA,220V DC TRANSDUCER | 60
SH31433PH5C#GFF | Link | B/C ADP - RYB-UNF | #N/A
SH31433PH4C#GFF | Link | B/C ADP - RYB-UNF | #N/A
SH31433PH3C#GFF | Link | B/C ADP - RYB-UNF | #N/A
SH31433PH1C#GFF | Link | B/C ADP - RYB-UNF | #N/A
SH31433PH2C#GFF | Link | B/C ADP - RYB-UNF | #N/A
CF43207#Y2CF | Link | ADAPTOR-OMEGA FR2 2500C-4P TF3-UNF | #N/A
CF43207#Y3CF | Link | ADAPTOR-OMEGA FR2 2500C-4P TF3-UNF | #N/A
CF43207#Y5CF | Link | ADAPTOR-OMEGA FR2 2500C-4P TF3-UNF | #N/A
CF43207#Y1CF | Link | ADAPTOR-OMEGA FR2 2500C-4P TF3 | #N/A
CF43207#Y4CF | Link | ADAPTOR-OMEGA FR2 2500C-4P TF3-UNF | #N/A
TQ59695#EOM#GPF | Link | O/G RISER-Y DN3-400A 3P WITH MOTOR MECH | #N/A
TQ51588#EOM#GPF | Link | I/G LINK-R DN3-400A 3P WITH MOTOR MECH | #N/A
TQ51590#EOM#GPF | Link | I/G LINK-B DN3-400A 3P WITH MOTOR MECH | #N/A
TQ59696#EOM#GPF | Link | O/G RISER-B DN3-400A 3P WITH MOTOR MECH | #N/A
TQ51589#EOM#GPF | Link | I/G LINK-Y DN3-400A 3P WITH MOTOR MECH | #N/A
TQ59694#EOM#GPF | Link | O/G RISER-R DN3-400A 3P WITH MOTOR MECH | #N/A
CQ40724###B#GPF | Link | RISER LINK RYB FOR DN2-250 3P WITH EOM | #N/A
CQ40724###Y#GPF | Link | RISER LINK RYB FOR DN2-250 3P WITH EOM | #N/A
CQ40724###R#GPF | Link | RISER LINK RYB FOR DN2-250 3P WITH EOM | #N/A
SFCPEC0013 | PR | Nylon Bush- Module locator | #N/A
CA97875XXXX | PR | TX IMPROVIZED HANDLE -LABEL ASM | #N/A
GISH03956PF1 | PKG | TX160: GI CAP PLY PKG D 1044 W 900 H 240 | 20
GISH03956PU1 | PKG | TX160:GI PACK W 1310 D 1576 | 20
ALSH03957PQ8 | PKG | TS: AL FOIL PLY PKG D 1044 W 600 H 2400 | 20
BG410010 | RCCB | RCCB 100A,4P,0.1A , FINISHED | 53
TH91624XXH8 | IC OG Contact | Power terminals 63A Outgoing-TPN-H | 71
TH38963XXXX | MS | REAR HBB SHIELD GAP | 11
SYNT189TX | Vendor | PART ASSEMBLED SWITCHBOARD | #N/A
SYNT189TS | Vendor | PART ASSEMBLED SWITCHBOARD | #N/A
SYNT189TXMO1 | Vendor | GENERIC FEEDER | #N/A
SL97816OOOO | DL/DM | MCCB DM100 30A 3P Mag | 52
SPE0117802652 | CT VT | 160A/1A,7.5VA,CL1,RESIN CAST (CLASS-E) | 60
SYSJ509TQ | Vendor | PART ASSEMBLED SWITCHBOARD | #N/A
SYSJ509TQMO1 | Vendor | GENERIC FEEDER | #N/A
TQ65983##17 | MS | BASE PLATE | 11
SPE0454400030 | Relay | REM615,HBMCAEAGNBA1BNN11G | 60
ACBSCNL108-132 | ACB | ACB 0800 A , ELECTRICAL-(Motor oprtd-S. | 51
ACBSCNL108-111 | ACB | ACB 1000 A , ELECTRICAL-(Motor oprtd-S. | 51
SPE0353100014 | Relay | ABB NBFNAANNNBA1BNN11G,REF620 | 60
ACBSCNL108-241 | ACB | ACB 4000 A , ELECTRICAL-(Motor oprtd-S. | 51
ACBSCNL108-131 | ACB | ACB 0800 A , ELECTRICAL-(Motor oprtd-S. | 51
ACBSCNL108-242 | ACB | ACB 4000 A , ELECTRICAL-(Motor oprtd-S. | 51
VAJH23ZG0753BBA | Relay | AREVA VAJH23 RELAY WD NO:01VAJH23ZG-002 | 60
SPE0101186756 | TTB | EXTR_ITEM RELAY TEST BLOCK JRTB,JVS,ALL, | 60
SPE0143500070 | ELR | PROKDV ELR,85-275V AC/DC,150MM | 60
SPE0355900023 | Communication | IVEONET LIU:ILIUM-12-LC-DX-OS1-RM | 60
VAJS13YF0750ABA | Relay | AREVA VAJS13 RELAY WD NO:01VAJS13YF-001 | 60
SPE0143500140 | ELR | PROKDV ELR,85-275V AC/DC,40MM | 60
EM90611OOOO | DZ | DZ6 400A spreader assembly 3P 26mm | 52
SA43170####C## | Link | HORZ E/BAR 6X50 AL 1P TF3 | #N/A
SPE0186400005 | DIODE | POWER DIODE 16A,220V DC,WITH HEAT SINK | 61
TF62307CU01 | Link | EARTHLINK | #N/A
SPE0293501582 | Sel Sw | SALZER D-DC STD,16A,4P,4POS SWITCH | 60
SPE0293500391 | Sel Sw | SALZER D-DC STD,16A,3P,4POS SWITCH | 60
SPE0293501584 | Sel Sw | SALZER D-DC STD,16A,3P,4POS SWITCH | 60
SPE0293500098 | Sel Sw | SALZER S-AC STD,16A,6P,4POS SWITCH | 60
TF62308CU## | Link | SPACER FOR EARTH LINK | #N/A
000000007432015616 | PR | CU FLAT 3X6X2500 MM 1/2H R0.5 | 32
ACBSCN1543-101 | ACB | ACB 4000 A , ELECTRICAL-(Motor oprtd-S. | 51
ACBSCN1543-111 | ACB | ACB 4000 A , ELECTRICAL-(Motor oprtd-S. | 51
ACBSCN1543-151 | ACB | ACB 0800 A , ELECTRICAL-(Motor oprtd-S. | 51
ACBSCN1543-154 | ACB | ACB 2500 A , ELECTRICAL-(Motor oprtd-S. | 51
ACBSCN1543-155 | ACB | ACB 3200 A , ELECTRICAL-(Motor oprtd-S. | 51
ACBSCN1543-161 | ACB | ACB 0800 A , ELECTRICAL-(Motor oprtd-S. | 51
ACBSCN1543-162 | ACB | ACB 0800 A , ELECTRICAL-(Motor oprtd-S. | 51
ACBSCN1572-101 | ACB | ACB 4000 A , ELECTRICAL-(Motor oprtd-S. | 51
ACBSCN1572-102 | ACB | ACB 2000 A , ELECTRICAL-(Motor oprtd-S. | 51
ACBSCN1572-103 | ACB | ACB 2000 A , ELECTRICAL-(Motor oprtd-S. | 51
ACBSCN1572-105 | ACB | ACB 2000 A , ELECTRICAL-(Motor oprtd-S. | 51
ACBSCN1572-107 | ACB | ACB 0800 A , ELECTRICAL-(Motor oprtd-S. | 51
ACBSCN1572-110 | ACB | ACB 0800 A , ELECTRICAL-(Motor oprtd-S. | 51
ACBSCN1572-111 | ACB | ACB 4000 A , ELECTRICAL-(Motor oprtd-S. | 51
ACBSCN1572-112 | ACB | ACB 2000 A , ELECTRICAL-(Motor oprtd-S. | 51
ACBSCN1572-114 | ACB | ACB 2000 A , ELECTRICAL-(Motor oprtd-S. | 51
ACBSCN1572-151 | ACB | ACB 0800 A , ELECTRICAL-(Motor oprtd-S. | 51
ACBSCN1572-158 | ACB | ACB 2000 A , ELECTRICAL-(Motor oprtd-S. | 51
ACBSCN1572-159 | ACB | ACB 0800 A , ELECTRICAL-(Motor oprtd-S. | 51
ACBSCN1572-161 | ACB | ACB 0800 A , ELECTRICAL-(Motor oprtd-S. | 51
ACBSCN1572-173 | ACB | ACB 0800 A , ELECTRICAL-(Motor oprtd-S. | 51
ACBSCW1420-101 | ACB | ACB 0800 A , ELECTRICAL-(Motor oprtd-S. | 51
ACBSCW1420-121 | ACB | ACB 2500 A , ELECTRICAL-(Motor oprtd-S. | 51
ACBSCW1420-41 | ACB | ACB 0800 A , ELECTRICAL-(Motor oprtd-S. | 51
ACBSCW1420-45 | ACB | ACB 0800 A , ELECTRICAL-(Motor oprtd-S. | 51
CA78271XXX3 | PR | SDNIL BUS FISHPLATE SHROUD-B PHASE | 40
CA78272XXX3 | PR | SDNIL BUS FISHPLATE SHROUD | 40
CA78903XXXX | MS | RHS PLATE 500H | 11
CA98038XX5X | MS | BLANK DOOR | 11
CA98038XX9X | MS | BLANK DOOR | 11
CF40190RYB1 | Link | CABLE LINK - 2000A | #N/A
CF40190RYB2 | Link | CABLE LINKS - 2000A | #N/A
CF40321R002AGF | Link | CONN LINK-R-PH | #N/A
CF40345DF11 | Link | NEUTRAL LINK | #N/A
CF40345DF21 | Link | NEUTRAL LINK | #N/A
CF40349#1#1 | Link | DUCT LINK - RYB1-2000C | #N/A
CF40349#2#1 | Link | DUCT LINK - 2000C-TF900-1AOC | #N/A
CF40468DPN1 | Link | N LINK | #N/A
CF40468DPN2 | Link | N LINK | #N/A
CF40468DPN3 | Link | N LINK | #N/A
CF41061#####GP | Link | DROPPER | #N/A
CF41650##B1AGP | Link | DIRECT LINK B1 | #N/A
CF41650##B2AGP | Link | DIRECT LINK B2 | #N/A
CF41650SSY1AGP | Link | DIRECT LINK Y1 | #N/A
CF41650SSY2AGP | Link | DIRECT LINK Y2 | #N/A
CF41793#####GF | Link | BUSBAR RYBN FOR 800C D/L TF9 | #N/A
CF42221R1###GP | Link | CONNECTING LINK - DIRECT LINK R1 | #N/A
CF42221R2###GP | Link | CONNECTING LINK - DIRECT LINK R2 | #N/A
CF42221R3###GP | Link | CONNECTING LINK - DIRECT LINK R3 | #N/A
CF42222R1## | Link | CONNECTING LINK - DIRECT LINK R1 | #N/A
CF42222R2## | Link | CONNECTING LINK - DIRECT LINK R2 | #N/A
CF42222R3## | Link | CONNECTING LINK - DIRECT LINK R3 | #N/A
CF43620B20A#MID | Link | RYB CABLE LINK-2TIER | #N/A
CF43620R20A#MID | Link | RYB CABLE LINK-2TIER | #N/A
CF43620Y20A#MID | Link | RYB CABLE LINK-2TIER | #N/A
CF43623RYB##GF | Link | BUSBAR RYBN FOR 800C D/L TF9 | #N/A
CF43774 | Link | ADAPTOR-Y PH | #N/A
CF43845B101 | Link | CABLE LINK-B | #N/A
CF43845B201 | Link | CABLE LINK-B | #N/A
CF43845N141 | Link | CABLE LINK-N | #N/A
CF43845R101 | Link | CABLE LINK-R | #N/A
CF43845R201 | Link | CABLE LINK-R | #N/A
CF43845Y101 | Link | CABLE LINK-Y | #N/A
CF43845Y201 | Link | CABLE LINK-Y | #N/A
CF43863R1MA#GP | Link | DIRECT LINK 4000A ACB R1 | #N/A
CF43863R2MA#GP | Link | DIRECT LINK-4000A C ACB - R2 TF3 | #N/A
CF43863R3MA#GP | Link | DIRECT LINK-4000A C ACB - R3 TF3 | #N/A
CF43863R4MA#GP | Link | DIRECT LINK-4000A C ACB - R4 TF3 | #N/A
CF43863R5MA#GP | Link | DIRECT LINK-4000A C ACB - R5 TF3 | #N/A
CF43863R6MA#GP | Link | DIRECT LINK-4000A C ACB - R6 TF3 | #N/A
CF43863R7MA#GP | Link | DIRECT LINK-4000A C ACB - R7 TF3 | #N/A
CF43863R8MA#GP | Link | DIRECT LINK-4000A C ACB - R8 TF3 | #N/A
CF43878B1MA#GP | Link | DIRECT LINK B 3200/4000S 3/4P ACB | #N/A
CF43878B2MA#GP | Link | DIRECT LINK B 3200/4000S 3/4P ACB | #N/A
CF43878B3MA#GP | Link | DIRECT LINK B 3200/4000S 3/4P ACB | #N/A
CF43878B4MA#GP | Link | DIRECT LINKS - RYBN | #N/A
CF43878B5MA#GP | Link | DIRECT LINKS - RYBN | #N/A
CF43878B6MA#GP | Link | DIRECT LINKS - RYBN | #N/A
CF43878B7MA#GP | Link | DIR LINK FR3 OMEGA U-ACB IN TF3 | #N/A
CF43878B8MA#GP | Link | DIRECT LINKS - RYBN | #N/A
CF43878R1MA#GP | Link | DIRECT LINK R-3200/4000S 3/4P ACB | #N/A
CF43878R2MA#GP | Link | DIRECT LINK R-3200/4000S 3/4P ACB | #N/A
CF43878R3MA#GP | Link | DIRECT LINK R-3200/4000S 3/4P ACB | #N/A
CF43878R4MA#GP | Link | DIRECT LINKS - RYBN | #N/A
CF43878R5MA#GP | Link | DIRECT LINKS - RYBN | #N/A
CF43878R6MA#GP | Link | DIRECT LINKS - RYBN | #N/A
CF43878R7MA#GP | Link | DIR LINK FR3 OMEGA U-ACB IN TF3 | #N/A
CF43878R8MA#GP | Link | DIRECT LINKS - RYBN | #N/A
CF43878Y1MA#GP | Link | DIRECT LINK Y 3200/4000S 3/4P ACB | #N/A
CF43878Y2MA#GP | Link | DIRECT LINK Y 3200/4000S 3/4P ACB | #N/A
CF43878Y3MA#GP | Link | DIRECT LINK Y 3200/4000S 3/4P ACB | #N/A
CF43878Y4MA#GP | Link | DIRECT LINKS - RYBN | #N/A
CF43878Y5MA#GP | Link | DIRECT LINKS - RYBN | #N/A
CF43878Y6MA#GP | Link | DIRECT LINKS - RYBN | #N/A
CF43878Y7MA#GP | Link | DIRECT LINK-RYBN FR3 OMEGA U-ACB IN TF3 | #N/A
CF43878Y8MA#GP | Link | DIRECT LINKS - RYBN | #N/A
CF44119###1 | Link | BUSBAR RYBN | #N/A
CF44230 | Link | SPACER FOR CABLE LINK - MORE CABLE TERMI | #N/A
CF44270###1#GP | Link | BUSBAR - RYBN (2500C, RHS CPL) | #N/A
CF44314###6 | Link | BUSBAR-RYBN | #N/A
CF44603####GP | Link | BUSBAR 600W+320W 3P | #N/A
CF44604####GP | Link | BUSBAR 320W+600W 3P | #N/A
CF44605##01 | Link | LINK - TF3 | #N/A
CF44605##02 | Link | LINK - TF3 | #N/A
CF44605##03 | Link | LINK - TF3 | #N/A
CF44605##04 | Link | LINK - TF3 | #N/A
CF44605##05 | Link | LINK - TF3 | #N/A
CF44605##06 | Link | LINK - TF3 | #N/A
CF44605##07 | Link | LINK - TF3 | #N/A
CF44605##08 | Link | LINK - TF3 | #N/A
CF44605##09 | Link | LINK - TF3 | #N/A
CF44668B2###GP | Link | DIRECT LINK-B | #N/A
CF44668R2## | Link | DIRECT LINK-R | #N/A
CF44668Y2###GP | Link | DIRECT LINK-Y | #N/A
CF44673###1#GF | Link | BUSBAR RYB | #N/A
CF44673###2#GF | Link | BUSBAR RYB | #N/A
CF44743###2 | Link | BUSBAR-RYB | #N/A
CF44743###3 | Link | BUSBAR-RYB | #N/A
CF44743###4 | Link | BUSBAR-N | #N/A
CF44743###5 | Link | BUSBAR-N | #N/A
CF44743#1#N | Link | BUSBAR-N | #N/A
CF44743#1PH | Link | BUSBAR-RYB | #N/A
CF44743#6#N | Link | BUSBAR-N | #N/A
CF44743#6PH | Link | BUSBAR-RYB | #N/A
CF44796B1DF#GP | Link | DIRECT LINK B1 | #N/A
CF44796B2DF#GP | Link | DIRECT LINK B2 | #N/A
CF44796B3DF#GP | Link | DIRECT LINK B3 | #N/A
CF44796R1DF#GP | Link | DIRECT LINK R1 | #N/A
CF44796R2DF#GP | Link | DIRECT LINK R2 | #N/A
CF44796R3DF#GP | Link | DIRECT LINK R3 | #N/A
CF44797###N | Link | DUCT LINK MID | #N/A
CF44797#RYB | Link | DUCT LINK MID | #N/A
CF44800###1#GF | Link | 2KC DIR TAP BUSBAR RYBN 1ST PNL | #N/A
CF44800###2#GF | Link | CONN LINK VER - R | #N/A
CF44800###3#GF | Link | 2000C DIR TAP BUSBAR RYBN | #N/A
CF44800###4#GF | Link | 800C DIR TAP BUSBAR RYBN | #N/A
CF44800###5#GF | Link | 2KC DIR TAP BUSBAR RYBN LAST PNL | #N/A
CF44800###6#GF | Link | 800C DIR TAP BUSBAR RYBN | #N/A
CF44800###8#GF | Link | BUSBAR RYBN B/C DROPPER | #N/A
CF44801###1#GF | Link | 800C DIR TAP BUSBAR RYBN 1ST PNL | #N/A
CF44801###2#GF | Link | BUSBAR-RYBN | #N/A
CF44801###3#GF | Link | BUSBAR-RYBN | #N/A
CF44802RB21 | Link | CABLE LINK RB 630SQMM 2:AOC | #N/A
CF44802RB22 | Link | CABLE LINK RB 630SQMM 2:AOC | #N/A
CF44802YY21 | Link | CABLE LINK Y 630SQMM 2:AOC | #N/A
CF44802YY22 | Link | CABLE LINK Y 630SQMM 2:AOC | #N/A
CF44803B1MA#GP | Link | D LINK-4KA C-B1 TF3 W NOTCHING | #N/A
CF44803B2MA#GP | Link | D LINK-4KA C-B2 TF3 W NOTCHING | #N/A
CF44803B3MA#GP | Link | D LINK-4KA C-B3 TF3 W NOTCHING | #N/A
CF44803B4MA#GP | Link | D LINK-4KA C-B4 TF3 W NOTCHING | #N/A
CF44803B5MA#GP | Link | D LINK-4KA C-B5 TF3 W NOTCHING | #N/A
CF44803B6MA#GP | Link | D LINK-4KA C-B6 TF3 W NOTCHING | #N/A
CF44803B7MA#GP | Link | D LINK-4KA C-B7 TF3 W NOTCHING | #N/A
CF44803B8MA#GP | Link | D LINK-4KA C-B8 TF3 W NOTCHING | #N/A
CF44804#Y21 | Link | HOR LINK FOR C TYPE | #N/A
CF44804#Y22 | Link | HOR LINK FOR C TYPE | #N/A
CF44804RB21 | Link | HOR RB LINK FOR C TYPE | #N/A
CF44804RB22 | Link | HOR RB LINK FOR C TYPE | #N/A
CF44805 | Link | CONNECTING CABLE C TYPE | #N/A
CF44806###Y | Link | I/C CABLE LINK - 2000C 3P | #N/A
CF44806##RB | Link | I/C CABLE LINK - 2000C 3P | #N/A
CF70438 | MS | DUCT RISER SUPPORT | 11
CF70439 | MS | DUCT RISER CLAMP | 11
CF70465 | MS | DUCT LINK CLAMP | 11
CF70466 | MS | DUCT LINK SUPPORT | 11
CF70817 | MS | RELAY DOOR | 11
CF71960F6T3 | MS | BASE PLATE FOR TRAFO MOUNTING | 11
CF71986 | MS | RELAY DOOR | 11
CF72090 | MS | RELAY DOOR -600(800 TF PNL) | 11
CF72283 | MS | WIRE SUP. BKT 600W RELAY DOOR | 11
CF73790###1T2 | MS | BOTTOM PLATE-320W | 11
CF74715 | MS | 4TH CORE EARTHBAR TERM.SUPP BKT | 11
CF75344 | MS | 3mm SPACER | 11
CF75346 | MS | GUTKA SUPP BKT | 11
CF75872 | MS | CABLE CLAMP NON-STD | 11
CF76178 | MS | RELAY DOOR - 800W 600H | 11
CF76381###4 | MS | LHS END COVER FOR SIDE DUCT CF00011 | 11
CF76382###4 | MS | RHS END COVER FOR SIDE DUCT CF00012 | 11
CF76423 | MS | ACB DOOR-750H 800W | 11
CF76424 | MS | ACB DOOR-750H 800W | 11
CF76427 | MS | RELAY DOOR-800W 600H | 11
CF76428 | MS | RELAY DOOR-800W 450H | 11
CF76469 | MS | RELAY DOOR - 320W 600H | 11
CF76470 | MS | RELAY DOOR - 320W 600H | 11
CF76471 | MS | ACB DOOR - 800W 750H | 11
CF76473 | MS | ACB DOOR - 800W 600H | 11
CF76474 | MS | RELAY DOOR - 800W 600H | 11
CF76475 | MS | ACB DOOR - 800W 600H | 11
CF76476 | MS | RELAY DOOR - 800W 600H | 11
CF76482 | MS | RELAY DOOR - 800W 450H | 11
CF76485 | MS | RELAY DOOR - 600W 600H | 11
CF76486 | MS | RELAY DOOR - 800W 450H | 11
CF76488 | MS | ACB DOOR - 800W 750H | 11
CF76498 | MS | RELAY DOOR-600 (320W TF PNL) | 11
CF76543 | MS | RELAY DOOR-600H 600W | 11
CF76544 | MS | RELAY DOOR - 600 (800W TF PNL) | 11
CF76545 | MS | RELAY DOOR - 600 (800W TF PNL) | 11
CF76646 | MS | RELAY DOOR-600H 800W | 11
CF76647 | MS | RELAY DOOR-600H 800W | 11
CF76657 | MS | RELAY DOOR - 800W 450H | 11
CF76658 | MS | ACB DOOR - 800W 750H | 11
CF76659 | MS | RELAY DOOR - 800W 450H | 11
CF76660 | MS | ACB DOOR - 800W 750H | 11
CF76661 | MS | RELAY DOOR - 800W 600H | 11
CF76662 | MS | RELAY DOOR - 600W 600H | 11
CF76663 | MS | ACB DOOR - 600W 600H | 11
CF76664 | MS | RELAY DOOR - 320W 600H | 11
CF76665 | MS | RELAY DOOR - 800W 600H | 11
CF76666 | MS | ACB DOOR - 800W 600H | 11
CF76667 | MS | RELAY DOOR - 320W 600H | 11
CF76669 | MS | ACB DOOR - 800W 750H | 11
CF76670 | MS | ACB DOOR - 800W 750H | 11
CF76673 | MS | RELAY DOOR-600H 320W | 11
CF76674 | MS | RELAY DOOR - 800HW 600H | 11
CQ40595 | Link | ADAPTOR - 300SQ MM LUG | #N/A
CQ40930 | Link | ADAPTER | #N/A
CQ41754 | Link | ADAPTOR FOR 3.5C OR 4TH CORE TEMRINATION | #N/A
CQ42285###N | Link | CUT DROPPER-N | #N/A
CQ42285#RYB | Link | CUT DROPPER-RYB | #N/A
CQ42287###1 | Link | ADAPTOR-Y | #N/A
CQ42287###2 | Link | ADAPTOR-Y | #N/A
CQ42288###1 | Link | B/C LINK | #N/A
CQ42288###2 | Link | B/C LINK | #N/A
CQ42289###1 | Link | B/C LINK | #N/A
CQ42289###2 | Link | B/C LINK | #N/A
CQ60248 | PR | LIFTING ANGLE-800+320+800+320 | 61
CQ60265 | PR | LIFITNG ANGLE-320W+800W+800W+320W | 61
CQ60266 | PR | LIFITNG ANGLE-800W+320W+320W+320W | 61
CQ71785##LHPLN | MS | METALLIC BARRIER BOT. BUS - LHS | 11
CQ71785##RHPLN | MS | METALLIC BARRIER BOT. BUS - RHS | 11
CQ72374 | MS | DOOR-400 | 11
CQ72793 | MS | DOOR-600 | 11
CQ73241 | MS | DOOR 400 | 11
CQ73249 | MS | DOOR 500 | 11
CQ74246 | MS | DOOR-400(DN1+1:RESET CORD+6:I/L | 11
CQ74247 | MS | DOOR-600(DN1+1:RESET CORD+6:I/L+1 | 11
CQ74455 | MS | DOOR-300 | 11
CQ74589 | MS | DOOR-1000 | 11
CQ74602 | MS | DOOR-600 | 11
CQ74603 | MS | DOOR-400 | 11
CQ74628 | MS | DOOR-600 | 11
CQ74639 | MS | DOOR-400 CLOSED DOOR | 11
CQ74640 | MS | DOOR-400 CLOSED DOOR | 11
CQ74641 | MS | DOOR-400 CLOSED DOOR | 11
CQ74642 | MS | DOOR-500 CLOSED DOOR | 11
CQ74643 | MS | DOOR-700 CLOSED DOOR | 11
CQ74644 | MS | DOOR-900 CLOSED DOOR | 11
CQ74645 | MS | DOOR-700 CLOSED DOOR | 11
CQ74646 | MS | DOOR-600 CLOSED DOOR | 11
CQ74649 | MS | DOOR-400 CLOSED DOOR | 11
CQ74656 | MS | DOOR-200 | 11
CQ74657 | MS | BASE PLATE-DZ | 11
CQ74666 | MS | DOOR-700 | 11
CQ74667 | MS | DOOR-700 | 11
CQ74668 | MS | DOOR-700 | 11
CQ74679 | MS | IP BARRIER WITH CUT | 11
CQ74680 | MS | BKT | 11
CQ74681 | MS | IP BARRIER WITH CUT | 11
CQ74682 | MS | DOOR-700 | 11
CS96586OOOO | MDX | Top AOB 1NO/1NC MDX (50-110A) (11G218) | 53
FF18417 | MS | CN SHIELD MID 750W B/C | 11
SA00038SAP | PR | MODULE RAIL | 61
SA42055#####GF | Link | EARTH LINK .TQ3 | #N/A
SA42080##GP | Link | 6" BUSBAR TF 1 DROPPER PANEL | #N/A
SA42132#####GP | Link | DROPPER AL TF3 - BOTTOM TIER, TOP BB | #N/A
SA42550 | Link | LINK B 1600/2000 A TF3 | #N/A
SA42552 | Link | LINK B 1600/2000 A TF3 | #N/A
SA42553 | Link | LINK B 1600/2000 A TF3 | #N/A
SA42559 | Link | LINK Y 1600/2000 A TF3 | #N/A
SA42561 | Link | LINK Y 1600/2000 A TF3 | #N/A
SA42562 | Link | LINK Y 1600/2000 A TF3 | #N/A
SA42568 | Link | LINK R 1600/2000 A TF3 | #N/A
SA42570 | Link | LINK DROPPER R &amp; Y PHASE TF3 | #N/A
SA42571 | Link | LINK DROPPER R &amp; Y PHASE TF3 | #N/A
SA42619 | Link | RISER 1600/2000 A TF3 | #N/A
SA42620 | Link | I/C RISER Y1 | #N/A
SA42621 | Link | RISER 1600/2000A TF3 | #N/A
SA42624 | Link | RISER 1600/2000 A TF3 | #N/A
SA42625 | Link | RISER 1600/2000 A TF3 | #N/A
SA42626 | Link | RISER 1600/2000A TF3 | #N/A
SA42630 | Link | RISER 1600/2000A TF3 | #N/A
SA42631 | Link | RISER 1600/2000A TF3 | #N/A
SA42632 | Link | RISER 1600/2000A TF3 | #N/A
SA42635 | Link | RISER 1600/2000A TF3 | #N/A
SA42636 | Link | RISER 1600/2000A TF3 | #N/A
SA42637 | Link | RISER 1600/2000A TF3 | #N/A
SA42732X | Link | ADATOR-2500C | #N/A
SA42924#####GF | Link | 4" BUS BAR 1Panel | #N/A
SA42971 | Link | MINIBUS B/C CN3200/4000A B PH TF3 | #N/A
SA42972 | Link | MINIBUS B/C CN3200/4000A Y PH TF3 | #N/A
SA42973 | Link | MINIBUS B/C CN3200/4000A R PH TF3 | #N/A
SA43176 | Link | EARTHBAR 1 PANEL TF3 | #N/A
SA45314X####GP | Link | DIRECT LINK -R1 (2000A ACB - TF900) | #N/A
SA45315X####GP | Link | DIRECT LINK -R2 (2000A ACB - TF900) | #N/A
SA45316X####GP | Link | DIRECT LINK -R3 (2000A ACB - TF900) | #N/A
SA45318X####GP | Link | DIRECT LINK -Y1 (2000A ACB - TF900) | #N/A
SA45319X####GP | Link | DIRECT LINK -Y2 (2000A ACB - TF900) | #N/A
SA45320X####GP | Link | DIRECT LINK -Y3 (2000A ACB - TF900) | #N/A
SA45322X####GP | Link | DIRECT LINK -B1 (2000A ACB - TF900) | #N/A
SA45323X####GP | Link | DIRECT LINK -B2 (2000A ACB - TF900) | #N/A
SA45324X####GP | Link | DIRECT LINK -B3 (2000A ACB - TF900) | #N/A
SA46281#450#GP | Link | DROPPER_ BB TO MINIBUS_LHS | #N/A
SA72019 | MS | BRACKET TQ3 M | 11
SA73282T3 | MS | BOTTOM PLATE(UC-RHS) | 11
SA73283T3 | MS | BOTTOM PLATE(UC LHS) | 11
SA74325X | MS | DROPPER SUPPORT | 11
SA74497PVC1 | MS | 1.5MM THICK PVC SHROUD I/C ACB TF900 | 11
SA74599 | MS | CBC DOOR TQ3 (JIT) | 11
SA74648###1 | MS | SHROUD-1AOC | 11
SA74745 | MS | LINK SUPPORT | 11
SA74963 | MS | DIRECT LINK SUPPORT (2000A)-TF900 | 11
SA74964 | MS | CABLE LINK SUPPORT 2000A ACB , TF900 | 11
SA74965 | MS | CABLE LINK CLAMP-2000A ACB,TF900 | 11
SA75657##BC | MS | I/P BARRIER BOTTOM-TQ3DFBOTBUS | 11
SH00024E03E | CT VT | 200/1A 15VA CL1 BPL ERC CT | 60
SH00024E03R | CT VT | 200/1A 15VA CL1 BPL RC CT | 60
SH00024E04E | CT VT | 250-300/1A 15VA CL1 BPL ERC CT | 60
SH00024E04R | CT VT | 250-300/1A 15VA CL1 BPL RC CT | 60
SH00024E08E | CT VT | 1250-1600/1A 15VA CL1 BPL ERC CT | 60
SH21105##BC | MS | ACB MOUNTING BRACKET- 1050W U POWER | 11
SH21126TF36 | MS | BARRIER BETWEEN CABLE LINK ZONE & MTB | 11
SH21192X | MS | BARRIER ABOVE ACB | 11
SH21375 | MS | INTERPANEL BARRIER REAR-RHS | 11
SH21380RMID | MS | BARRIER-RHS COUPLING U-POW | 11
SH21563 | MS | BRACKET - SUPPORT | 11
SH30017##MA#GP | Link | B/C DROPPER RYB 3200/4000S U-POWER | #N/A
SH31064B1AL#GP | Link | B/C LINK B 3200/4000S 3/4P ACB | #N/A
SH31064B2AL#GP | Link | B/C LINK B 3200/4000S 3/4P ACB | #N/A
SH31064B3AL#GP | Link | B/C LINK B 3200/4000S 3/4P ACB | #N/A
SH31064B4AL#GP | Link | B/C LINK B 3200/4000S 3/4P ACB | #N/A
SH31064B5AL#GP | Link | B/C LINK B 3200/4000S 3/4P ACB | #N/A
SH31064B6AL#GP | Link | B/C LINK 3200/4000S 3/4P ACB | #N/A
SH31064R1AL#GP | Link | B/C LINK R 3200-4000S 3/4P ACB | #N/A
SH31064R2AL#GP | Link | B/C LINK R 3200-4000S 3/4P ACB | #N/A
SH31064R3AL#GP | Link | B/C LINK R 3200/4000S 3/4P ACB | #N/A
SH31064R4AL#GP | Link | B/C LINK R 3200/4000S 3/4P ACB | #N/A
SH31064R5AL#GP | Link | B/C LINK R 3200/4000S 3/4P ACB | #N/A
SH31064R6AL#GP | Link | B/C LINK R 3200/4000S 3/4P ACB | #N/A
SH31064Y1AL#GP | Link | B/C LINK Y 3200/4000S 3/4P ACB | #N/A
SH31064Y2AL#GP | Link | B/C LINK Y 3200/4000S 3/4P ACB | #N/A
SH31064Y3AL#GP | Link | B/C LINK Y 3200/4000S 3/4P ACB | #N/A
SH31064Y4AL#GP | Link | B/C LINK Y 3200/4000S 3/4P ACB | #N/A
SH31064Y5AL#GP | Link | B/C LINK Y 3200/4000S 3/4P ACB | #N/A
SH31064Y6AL#GP | Link | B/C LINK Y 3200/4000S 3/4P ACB | #N/A
SH35086A8GP | Link | ADAPTOR - AL- 70 SQMM -PLATING | #N/A
SH49715B1A9 | Link | R &amp; B - PHASE CABLE LINK | #N/A
SH49715R1A9 | Link | R & B - PHASE CABLE LINK | #N/A
SH49901Y1A9 | Link | Y-PHASE CABLE LINK 1600A 4P ACB | #N/A
SH57135BC25 | PR | B/C SHROUD - 2000/2500A ACB IN TF900 | 40
SH57135IC25 | PR | HOR SHROUD - 2500C | 40
SH57135R800 | PR | VERTICAL SHROUD - 800 | 40
SH57135VER2 | PR | REAR SHROUD -2000/2500A 3P ACB IN TF900 | 40
SH57210PVC2 | PR | SHROUD B/C 3200/4000S 4P ACB | 40
SH77625VT | MS | WIRE SUPPORT TF3 | 11
SH77626VT | MS | BRACKET LH WIRE BUNCH SUPPORT-TF3 | 11
SH77946 | MS | END PLATE 600 REAR | 11
SH77956 | MS | END PLATE 600 FRONT | 11
SH78279 | PR | LIFTING ANGLE TF3-1050W | 61
SH78883 | MS | AUX BASE PLATE | 11
SH78884 | MS | BARRIER (ABOVE MID. ACB - Frame 1) | 11
SH79037 | MS | ADAPTOR LINK SUPPORTING BRACKET | 11
SH79073MS2# | MS | BOTTOM PLATE | 11
SH79074MS2# | MS | BOTTOM PLATE | 11
SH79094W600 | MS | INTER - COMPARTMENT BARRIER | 11
SH79561 | PR | RAIL FOR MNX G1 | #N/A
SH79851##TP | PR | O/G LINK SHROUD FOR TP SYSTEM | 40
SH79879B6M3 | PR | CABLE LINK SUPPORT UPTO 1250S ACB | #N/A
SH97634 | ACB | STD CRADLE 2000..C (E) | 51
SH97899#660 | MS | VACANT DOOR ASSY 600W 750MM -TF U-ACB | 11
SH99031 | MS | TOP ASSY WELDED-2.5THK U_POWER TF600W | 11
SH99032 | MS | BASE ASSY WELDED-2.5THK U_POWER TF600W | 11
SH99275BOT6 | MS | COVER ASSY - BOT FRONT 600W U POWER PNL | 11
SH99275TOP6 | MS | COVER ASSY - TOP FRONT 600W U POWER PNL | 11
SH99276 | MS | COVER ASSY - TOP REAR 600W U POWER PNL | 11
SH99277 | MS | REAR DOOR-600W U POWER PNL | 11
SH99339 | MS | VERTPILLAR, RHS CPLNG PNL | 11
SPE0005800408 | METER | AMMETER AE,0-250-2000A,CLASS 1 | 60
SPE0005800584 | METER | AMMETER RISHAB,0-5A,CLASS 1 | 60
SPE0005800748 | METER | AMMETER AE,0-150-1200A,CLASS 1 | 60
SPE0005801315 | METER | AMMETER AE,0-80A,CLASS 1,NOT APPLICABLE | 60
SPE0005801531 | METER | AMMETER AE,0-125-1000A,CLASS 1,NOT APPLI | 60
SPE0005801826 | METER | AMMETERRISHAB,0-200-1600A,CLASS 1,NOT AP | 60
SPE0005801901 | METER | AMMETERRISHAB,0-300-2400A,CLASS 1,NOT AP | 60
SPE0040401391 | METER | 0.5,AC AMMETER (AE MAKE DIGITAL) | 60
SPE0040600334 | METER | AMMETER,0-1600A,1A,SIF96,MI(AC),AE,TF3 | 60
SPE0040600538 | METER | AMMETER,0-2000A,1A,SIF96,MI(AC),RISHAB | 60
SPE0040601097 | METER | 0-4000A,MOVING IRON (AC) AMMETER | 60
SPE0042700068 | METER | DIGITAL AC AMMETER,220V DC,0-630A | 60
SPE0052500416 | LED | RED,240V AC,CLUSTER TYPE LAMP | 61
SPE0052500417 | LED | I/L,GREEN,"OFF",LED,240V AC | 61
SPE0052500431 | LED | RED,"ON",CLUSTER,110V DC | 61
SPE0063400385 | CT VT | 415/110V,50VA,CL.3P VT | 60
SPE0107800945 | CT VT | 4000A/1A CLPS CTs | 60
SPE0107801066 | CT VT | 4000A/1A CLPS CTs | 60
SPE0117800932 | CT VT | 630A/1A,15VA,CL1,EPOXY RESIN CAST (CLASS | 60
SPE0117801114 | CT VT | 1000A/1A,10VA,CL1,RESIN CAST (CLASS-E) | 60
SPE0117801457 | CT VT | 630A/1A,10VA,CL0.5,RESIN CAST (CLASS-E) | 60
SPE0117802176 | CT VT | 200A/1A,10VA,CL1,RESIN CAST (CLASS-E) | 60
SPE0117802177 | CT VT | 300A/1A,10VA,CL1,RESIN CAST (CLASS-E) | 60
SPE0117802564 | CT VT | 4000A/1A,15VA,CL1,EPOXY RESIN CAST (CLAS | 60
SPE0117803044 | CT VT | 4000A/1A,15VA,CL0.5S,EPOXY RESIN CAST (C | 60
SPE0117803098 | CT VT | 4000A/1A,10VA,CL0.5,RESIN CAST (CLASS-E) | 60
SPE0117803099 | CT VT | 4000A/1A,10VA,CL0.5,RESIN CAST (CLASS-E) | 60
SPE0117803124 | CT VT | 630A/1A,10VA,CL0.5,RESIN CAST (CLASS-E) | 60
SPE0117803132 | CT VT | 1600A/1A,15VA,CL0.5S,EPOXY RESIN CAST (C | 60
SPE0123800081 | CT VT | 300A/1A,10VA,5P20 CT | 60
SPE0123800082 | CT VT | 200A/1A,10VA,5P20 CT | 60
SPE0123800342 | CT VT | 1600A/1A,7.5VA,5P20 CT | 60
SPE0123800364 | CT VT | 630A/1A,10VA,5P20 CT | 60
SPE0123800365 | CT VT | 630A/1A,10VA,5P20 CT | 60
SPE0123800367 | CT VT | 4000A/1A,10VA,5P20 CT | 60
SPE0123800547 | CT VT | 1600A/1A,7.5VA,5P20 CT | 60
SPE0123800874 | CT VT | 200A/1A,7.5VA,5P10 CT | 60
SPE0123801252 | CT VT | 300A/1A,7.5VA,5P10 CT | 60
SPE0123801348 | CT VT | 1600A/1A,7.5VA,5P20 CT | 60
SPE0123801349 | CT VT | 200A/1A,7.5VA,5P20 CT | 60
SPE0123801382 | CT VT | 800A/1A,7.5VA,5P10 CT | 60
SPE0123801404 | CT VT | 2000A/1A,7.5VA,5P10 CT | 60
SPE0123801871 | CT VT | 4000A/1A,7.5VA,5P20 CT | 60
SPE0123801872 | CT VT | 4000A/1A,7.5VA,5P20 CT | 60
SPE0123801881 | CT VT | 630A/1A,7.5VA,5P20 CT | 60
SPE0123801884 | CT VT | 3000A/1A,7.5VA,5P20 CT | 60
SPE0123801890 | CT VT | 250A/1A,7.5VA,5P20 CT | 60
SPE0123801891 | CT VT | 300A/1A,7.5VA,5P20 CT | 60
SPE0123801958 | CT VT | 1000A/1A,7.5VA,5P20 CT | 60
SPE0123802058 | CT VT | 800A/1A,7.5VA,5P10 CT | 60
SPE0123802099 | CT VT | 4000A/1A,10VA,5P20 CT | 60
SPE0123802116 | CT VT | 2000A/1A,7.5VA,5P10 CT | 60
SPE0145300278 | TRANSDUCER | AE KW TR.,220V DC,4 - 20 mA | 60
SPE0145300280 | TRANSDUCER | AE KW TR.,220V DC,4 - 20 mA | 60
SPE0150100005 | RELAY | REM630,REM630SBMNAAAAABAZANBBXD | 60
SPE0158800129 | RESISTOR | TCS MO RESISTOR,ABB,33K,10W | 60
SPE0172000063 | CT VT | 415/R3/110V/R3,50VA,CL.1/3P(CORE-1),110V | 60
SPE0183200004 | TRANSDUCER | RISH DUCER M42,85-230V AC/DC,4000 A | 60
SPE0183200007 | TRANSDUCER | RISH DUCER M42,85-230V AC/DC,300/1A | 60
SPE0183200008 | TRANSDUCER | RISH DUCER M42,85-230V AC/DC,250/1A | 60
SPE0183200011 | TRANSDUCER | RISH DUCER M42,85-230V AC/DC,630/1A | 60
SPE0183200012 | TRANSDUCER | RISH DUCER M42,85-230V AC/DC,1600/1A | 60
SPE0183200019 | TRANSDUCER | RISH DUCER M42,85-230V AC/DC,3000/1A | 60
SPE0183200021 | TRANSDUCER | RISH DUCER M42,85-230V AC/DC,200/1A | 60
SPE0193800015 | ETHERNET | RS900NC-HI-D-C2-C2-TX-XX ETHERNET SWITCH | 60
SPE0228700087 | CT VT | CONTROL TRAFO, 2000 VA, 415 V/240 V | 60
SPE0228700265 | CT VT | CONTROL TRAFO, 2000 VA, 240 V/240 V | 60
SPE0242800005 | Static Sw | DB POWER DB POWER STATIC SW | 60
SPE0293501627 | SEL SW | SALZER D-DC STD,16A,4P,4POS SWITCH | 60
SPE0307700081 | METER | PREMIER300 (CT OPER) (LT),57.7V-240V AC, | 60
SPE0307700101 | METER | PREMIER300 (CT OPER) (LT),57.7V-240V AC, | 60
SPE0307700103 | METER | PREMIER300 (CT OPER) (LT),57.7V-240V AC, | 60
SPE0341400065 | RELAY | 7SJ66 RELAY- 7SJ6621-5EB90-1FE4-LOR | 60
SPE0355900030 | COMMUNICATION | IVEONET LIU:ILIU-24-LC-DX-OS1-RM | 60
SPE0355900054 | COMMUNICATION | IVEONET LIU:ILIUD-12-SC-DX-OS1 | 60
SPE0437300021 | COMMUNICATION | DLINK CABLE:-16M | 60
SPE0437300025 | COMMUNICATION | DLINK CABLE:-30M | 60
SPE0437300026 | COMMUNICATION | DLINK CABLE:-32M | 60
SPE0496100004 | COMMUNICATION | LTRBX6GF:6PORT HSR/PRP ETH. SW | 60
SPE0496300004 | COMMUNICATION | SFP MODULE: SFP100-SM-10:100MB SMLC 10km | 60
SPE0508000001 | COMMUNICATION | CISCO 24CU PORT+2SM FO PORT(100MBPS) | 60
ST27756 | MS | BB SUPORT-BOTTOM | 11
ST34108 | PR | LIFTING ANGLE TF 600W + 600W | 61
ST34109 | PR | LIFTING ANGLE TF 600W + 600W + 600W | 61
ST34115 | PR | 1IFTING ANGLE TF 800W+800W+320W+320W | #N/A
ST34195 | PR | LIFTING ANGLE TF 600W + 800W | 61
ST34196 | PR | LIFTING ANGLE - TF 800W +320W + 600W | 61
ST41904OOOO | MOG | MPCB Rotary 0.1-0.16,100kA(MOG-H1-0016) | 65
SZP4272 | Link | EARTH LINK-TF | #N/A
SZP7034 | PR | LIFTING ANGLE TF 320W + 600W + 600W | 61
SZP7190 | MS | BASE PLATE FXD 800 | 11
SZP9236 | MS | HOOD ASSEMBLY - TF3 600W X 1400D | 11
SZP9237 | MS | HOOD ASSEMBLY - TF3 600W X 1400D | 11
SZQ4507 | Link | BUSBAR-4"RYBN 800+320+800 | #N/A
SZQ4513 | Link | LAST PANEL BUSBAR RYBN (800+320) | #N/A
SZQ7034 | Link | CABLE LINK CLAMP FRONT | #N/A
SZQ7035 | Link | CABLE LINK CLAMP REAR | #N/A
SZR4529##B1LGP | Link | DIRECT LINK FOR 2000A ACB-B1 | #N/A
SZR4529##B2LGP | Link | DIRECT LINK FOR 2000A ACB-B2 | #N/A
SZR4529##B3LGP | Link | DIRECT LINK FOR 2000A ACB-B3 | #N/A
SZR4529##R1L | Link | DIRECT LINK FOR 2000A ACB-R1 | #N/A
SZR4529##R2L | Link | DIRECT LINK FOR 2000A ACB-R2 | #N/A
SZR4529##R3L | Link | DIRECT LINK FOR 2000A ACB-R3 | #N/A
SZR4529##Y1LGP | Link | DIRECT LINK FOR 2000A ACB-Y1 | #N/A
SZR4529##Y2LGP | Link | DIRECT LINK FOR 2000A ACB-Y2 | #N/A
SZR4529##Y3LGP | Link | DIRECT LINK FOR 2000A ACB-Y3 | #N/A
SZR4531#####GP | Link | HORIZONTAL LINK R PHASE | #N/A
SZR4674B1M7#GP | Link | DIRECT LINK | #N/A
SZR4674B2M7#GP | Link | DIRECT LINK | #N/A
SZR4674B3M7#GP | Link | DIRECT LINK | #N/A
SZR4674B4M7#GP | Link | DIRECT LINK | #N/A
SZR4674B5M7#GP | Link | DIRECT LINK | #N/A
SZR4674R1M7#GP | Link | DIRECT LINK | #N/A
SZR4674R2M7#GP | Link | DIRECT LINK | #N/A
SZR4674R3M7#GP | Link | DIRECT LINK | #N/A
SZR4674Y1M7#GP | Link | DIRECT LINK | #N/A
SZR4674Y2M7#GP | Link | DIRECT LINK | #N/A
SZR4674Y3M7#GP | Link | DIRECT LINK | #N/A
SZR4674Y4M7#GP | Link | DIRECT LINK | #N/A
SZR4674Y5M7#GP | Link | DIRECT LINK | #N/A
SZR4675R4M7#GP | Link | DIRECT LINK | #N/A
SZR4675R5M7#GP | Link | DIRECT LINK | #N/A
SZR4907RH4A | Link | 6" RHS COUPLING LINK AL (U-POWER) | #N/A
SZR4907RH5A | Link | 6" RHS COUPLING LINK AL (U-POWER) | #N/A
SZR4907RH6A | Link | 6" RHS COUPLING LINK AL (U-POWER) | #N/A
SZR7145#320 | PR | REAR SHROUD FRONT 600MMCOMP320W DRR PNL | 40
SZR7370#EOM | MS | BRACKET FOR BASE PLATE | 11
SZR7649 | MS | ANGLE FOR PULTRUTED SUPPORT(BOT.BUS) | 11
SZR7757KORD | MS | DROPPER SUPPORT | 11
SZR7965 | MS | CABLE LINK SUPPORT 2000H | 11
SZR7978##AL | MS | BOTTOM PLATE(AL)-CBC | 11
SZS4513##GF | Link | I/C &amp; O/G ADAPTORS | #N/A
SZS4514##GF | Link | I/C &amp; O/G ADAPTORS | #N/A
SZS4528##AL | Link | I/C LINK N | #N/A
SZS4531##AL | Link | RISER LINK N | #N/A
SZS4542A400 | Link | O/G LINK-N | #N/A
SZS4550A38##GF | Link | BUSBAR-RYBN-TQ3 320+800 | #N/A
SZS4748####C## | Link | CABLE LINK-R | #N/A
SZS4749####C## | Link | CABLE LINK-Y | #N/A
SZS4750####C## | Link | CABLE LINK-B | #N/A
SZS7278#DRP | MS | Angle for ACB barrier | 11
SZS7574B6M2 | MS | DIRECT LINK SUPPORT | 11
SZS7735 | MS | DUMMY TRAY - FOR FIX FDR AT TOP | 11
SZS7781 | MS | OG LINK SUPPORT CLAMP | 11
SZS7918##3P | PR | ADAPTOR SUPPORT | 11
SZS7918#800 | PR | ADAPTOR LINK PULTRUTED SUPPORT | 11
SZT4016####C## | Link | CABLE LINK-N | #N/A
SZU4864B1D6 | Link | DIRECT LINK-B1 | #N/A
SZU4864B2D6 | Link | DIRECT LINK-B2 | #N/A
SZU4864R1D6 | Link | DIRECT LINK-R1 | #N/A
SZU4864R2D6 | Link | DIRECT LINK-R2 | #N/A
SZU4864Y1D6 | Link | DIRECT LINK-Y1 | #N/A
SZU4864Y2D6 | Link | DIRECT LINK-Y2 | #N/A
SZV4308#####GP | Link | VERTICAL DUCT LINK - 4000C 3P/4P | #N/A
TF20035 | MS | RELAY DOOR 600H 800W | 11
TF20060 | MS | RELAY DOOR 600 | 11
TF41359#####GF | Link | BUSBAR | #N/A
TF45246 | MS | CABLE LINK SUPPORT | 11
TF45247 | MS | CLAMP CABLE LINK | 11
TF46812 | MS | BARRIER -450MM COMPT | 11
TF46813 | MS | BARRIER -600MM COMPT | 11
TF51960#105 | MS | BARRIER | 11
TF52932 | MS | DOOR- 750H-800W | 11
TF53633 | MS | DOOR - 750H-800W | 11
TF54490B1DF#GP | Link | DIRECT LINK-B1 | #N/A
TF54490B2DF#GP | Link | DIRECT LINK-B2 | #N/A
TF54490B3DF#GP | Link | DIRECT LINK-B3 | #N/A
TF54490R1DF#GP | Link | IRECT LINK-R1 | #N/A
TF54490R2DF#GP | Link | \IRECT LINK-R2 | #N/A
TF54490R3DF#GP | Link | DIRECT LINK-R3 | #N/A
TF54490Y1DF#GP | Link | DIRECT LINK-Y | #N/A
TF54490Y2DF#GP | Link | DIRECT LINK-Y | #N/A
TF54490Y3DF#GP | Link | DIRECT LINK-Y | #N/A
TF55768 | Link | MINIBUS - LHS COUPLING (U POWER) | #N/A
TF60966 | MS | CHANNEL-TF900 BB 2230HT PNL | 11
TF60967 | MS | BRACKET FOR MOG-H1 (TF3 TRAFO FDR) | 11
TF62036#MID#GP | Link | DROPPER-4" - 2000C - 3P - TF900 | #N/A
TF62037#R1A | Link | DROPPER LINK-R-200C-3P ACB | #N/A
TF62037#R2A | Link | DROPPER LINK-R-200C-3P ACB | #N/A
TF62037#R3A | Link | DROPPER LINK-R-200C-3P ACB | #N/A
TF62037#Y1A | Link | DROPPER LINK-Y-200C-3P ACB | #N/A
TF62037#Y2A | Link | DROPPER LINK-Y-200C-3P ACB | #N/A
TF62037#Y3A | Link | DROPPER LINK-Y-200C-3P ACB | #N/A
TF62038#B1A | Link | DROPPER LINK-B-200C-3P ACB | #N/A
TF62038#B2A | Link | DROPPER LINK-B-200C-3P ACB | #N/A
TF62038#B3A | Link | DROPPER LINK-B-200C-3P ACB | #N/A
TF62308MS## | Link | EARTHING LINK SPACER | #N/A
TF66198#320 | MS | REAR DOOR-320MM BOT HBB-U PWR | 11
TF66199#320 | MS | BOT COVER-TF9-BOT BUS -U PWR | 11
TF67225 | MS | BUSBAR-RYBN | 11
TF68846###1 | MS | BUSBAR TO MINIBUS DROPPER LINK | 11
TF68846###9 | MS | MINBUS LINK-VERTICAL | 11
TF74474#800 | MS | BASE PLATE | 11
TF74936 | MS | TF9-DOOR 600H MOG-H1 | 11
TF74997##N1 | Link | O/G LINK-N -1 AOC DP SYSTEM | #N/A
TF75482 | Link | ISO LINK-N | #N/A
TF75485A401 | Link | DIRECT LINK-N | #N/A
TF75485A402 | Link | DIRECT LINK-N | #N/A
TF75485A403 | Link | DIRECT LINK-N | #N/A
TF75486 | MS | N LINK SUPPORT FOR RHS | 11
TF75487 | MS | N LINK SUPPORT | 11
TF75488B1LH | Link | RISER LINKS - R,Y,B | #N/A
TF75488B1RH | Link | RISER LINKS - R,Y,B | #N/A
TF75488B2LH | Link | RISER LINKS - R,Y,B | #N/A
TF75488B2RH | Link | RISER LINKS - R,Y,B | #N/A
TF75488B3LH | Link | RISER LINKS - R,Y,B | #N/A
TF75488B3RH | Link | RISER LINKS - R,Y,B | #N/A
TF75488B4LH | Link | RISER LINKS - R,Y,B | #N/A
TF75488B4RH | Link | RISER LINKS - R,Y,B | #N/A
TF75488B5LH | Link | RISER LINKS - R,Y,B | #N/A
TF75488B5RH | Link | RISER LINKS - R,Y,B | #N/A
TF75488B6LH | Link | RISER LINKS - R,Y,B | #N/A
TF75488B6RH | Link | RISER LINKS - R,Y,B | #N/A
TF75488R1LH | Link | RISER LINKS - R,Y,B | #N/A
TF75488R1RH | Link | RISER LINKS - R,Y,B | #N/A
TF75488R2LH | Link | RISER LINKS - R,Y,B | #N/A
TF75488R2RH | Link | RISER LINKS - R,Y,B | #N/A
TF75488R3LH | Link | RISER LINKS - R,Y,B | #N/A
TF75488R3RH | Link | RISER LINKS - R,Y,B | #N/A
TF75488R4LH | Link | RISER LINKS - R,Y,B | #N/A
TF75488R4RH | Link | RISER LINKS - R,Y,B | #N/A
TF75488R5LH | Link | RISER LINKS - R,Y,B | #N/A
TF75488R5RH | Link | RISER LINKS - R,Y,B | #N/A
TF75488R6LH | Link | RISER LINKS - R,Y,B | #N/A
TF75488R6RH | Link | RISER LINKS - R,Y,B | #N/A
TF75488Y1LH | Link | RISER LINKS - R,Y,B | #N/A
TF75488Y1RH | Link | RISER LINKS - R,Y,B | #N/A
TF75488Y2LH | Link | RISER LINKS - R,Y,B | #N/A
TF75488Y2RH | Link | RISER LINKS - R,Y,B | #N/A
TF75488Y3LH | Link | RISER LINKS - R,Y,B | #N/A
TF75488Y3RH | Link | RISER LINKS - R,Y,B | #N/A
TF75488Y4LH | Link | RISER LINKS - R,Y,B | #N/A
TF75488Y4RH | Link | RISER LINKS - R,Y,B | #N/A
TF75488Y5LH | Link | RISER LINKS - R,Y,B | #N/A
TF75488Y5RH | Link | RISER LINKS - R,Y,B | #N/A
TF75488Y6LH | Link | RISER LINKS - R,Y,B | #N/A
TF75488Y6RH | Link | RISER LINKS - R,Y,B | #N/A
TF75489BLHA | Link | SIDE DUCT MINIBUS - R, Y, B | #N/A
TF75489BRHA | Link | SIDE DUCT MINIBUS - R, Y, B | #N/A
TF75489RLHA | Link | SIDE DUCT MINIBUS - R, Y, B | #N/A
TF75489RRHA | Link | SIDE DUCT MINIBUS - R, Y, B | #N/A
TF75489YLHA | Link | SIDE DUCT MINIBUS - R, Y, B | #N/A
TF75489YRHA | Link | SIDE DUCT MINIBUS - R, Y, B | #N/A
TF75490#40A | Link | DROPPER-PH | #N/A
TF75491#40A | Link | N DROPPER | #N/A
TF75493L40A | MS | END COVER | 11
TF75493R40A | MS | RHS END COVER | 11
TF75515BB03 | Link | HBB | #N/A
TF75515BB04 | Link | HBB | #N/A
TF75515BB07 | Link | HBB-RYBN | #N/A
TF75515BB08 | Link | HBB-RYB | #N/A
TF75515BB09 | Link | HBB-R,Y,B | #N/A
TF75515BB10 | Link | HBB-N | #N/A
TF75515BB11 | Link | HBB-N | #N/A
TF75515BB12 | Link | HBB-R,Y,B,N | #N/A
TF75515BB13 | Link | HBB-R,Y,B,N | #N/A
TF75515BB14 | Link | HBB-R,Y,B,N | #N/A
TF75515BB15 | Link | HBB-R,Y,B,N | #N/A
TF75520 | MS | door 600h | 11
TF75521 | MS | DOOR | 11
TF75528BB01 | Link | HBB | #N/A
TF75528BB02 | Link | HBB | #N/A
TF75528BB03 | Link | HBB | #N/A
TF75529 | MS | door -450h -800w | 11
TF75530 | MS | door-600h | 11
TF75531 | MS | door- | 11
TF75532###1 | Link | busbar | #N/A
TF75532###2 | Link | BUSBAR | #N/A
TF75532###3 | Link | BUSBAR | #N/A
TF75532###4 | Link | BUSBAR | #N/A
TF75532###5 | Link | BUSBAR | #N/A
TF75533B20A#100 | Link | OG CABLE LINKS-RYB | #N/A
TF75533R20A#100 | Link | OG CABLE LINKS-RYB | #N/A
TF75533Y20A#100 | Link | OG CABLE LINKS-RYB | #N/A
TF75534 | MS | ACB DOOR | 11
TF75535 | MS | DOOR | 11
TF75536 | MS | DOOR | 11
TF75537 | MS | DOOR | 11
TF75538 | MS | DOOR | 11
TF75539 | MS | RELAY DOOR | 11
TF75540 | MS | DOOR - 400H | 11
TF75541DR08 | MS | RELAY DOOR-450H800W | 11
TF75541DR09 | MS | RELAY DOOR-600H 800W | 11
TF75541DR10 | MS | ACB DOOR-600H600W | 11
TF75541DR11 | MS | RELAY DOOR-600H600W | 11
TF75541DR12 | MS | RELAY DOOR-450H800W | 11
TF75541DR13 | MS | RELAY DOOR-600H800W | 11
TF75541DR14 | MS | RELAY DOOR-600H320W | 11
TF75542###1 | Link | BUSBAR | #N/A
TF75542###2 | Link | BUSBAR | #N/A
TF75542###3 | Link | BUSBAR | #N/A
TF75542###4 | Link | BUSBAR | #N/A
TF75542###5 | Link | BUSBAR | #N/A
TF75542###6 | Link | BUSBAR | #N/A
TF75542###7 | Link | BUSBAR | #N/A
TF75542###8 | Link | BUSBAR | #N/A
TF75543##N1 | Link | DIRECT LINK-N1 | #N/A
TF75543##N2 | Link | DIRECT LINK-N2 | #N/A
TF75543##N3 | Link | CONNECTING LINK-N | #N/A
TF75544B1A1 | Link | HOR DUCT LINK-B | #N/A
TF75544B2A1 | Link | HOR DUCT LINK-B | #N/A
TF75544B2A9 | Link | HOR LINK-B | #N/A
TF75544R1A1 | Link | HOR DUCT LINK-R | #N/A
TF75544R1A9 | Link | HOR LINK-B | #N/A
TF75544R2A1 | Link | HOR DUCT LINK-R | #N/A
TF75545Y1A1 | Link | HOR DUCT LINK-Y | #N/A
TF75545Y1A9 | Link | HOR LINK-Y | #N/A
TF75545Y2A1 | Link | HOR DUCT LINK-Y | #N/A
TF755463P1A9 | Link | HORIZONTAL LINK-N | #N/A
TF75546P1A1 | Link | HOR DUCT LINK-N | #N/A
TF75547#CLP | Link | VER DUCT LINK CLAMP | #N/A
TF75547#SUP | Link | VERT DUCT LINK SUPPORT | #N/A
TF75548##B1 | Link | VERT DUCT LINK-B | #N/A
TF75548##B2 | Link | HOR DUCT LINK-B | #N/A
TF75548##N1 | Link | VER DUCT LINK-N | #N/A
TF75548##R1 | Link | VERT DUCT LINK-R | #N/A
TF75548##R2 | Link | VERT DUCT LINK-R | #N/A
TF75548##Y1 | Link | VERT DUCT LINK-Y | #N/A
TF75548##Y2 | Link | VERT DUCT LINK-Y | #N/A
TF75555 | Link | VERTICAL LINK | #N/A
TF75556 | Link | CABLE LINK | #N/A
TF75557N1D7 | Link | DIRECT LINK-N | #N/A
TF75557N2D7 | Link | DIRECT LINK-N | #N/A
TF75558##N1 | Link | CONNECTING LINK-N | #N/A
TF75558##N2 | Link | CONNECTING LINK-N | #N/A
TQ25227 | MS | 'C' RAIL | 11
TQ25228 | MS | `C'-RAIL MARSHLING TERM.PNL | 11
TQ31493D | MS | TQ3 DOOR-400 | 11
TQ45140#100#T16 | MS | SIDE PARTITION RHS MTB TOP 200 TQ3DF | 11
TQ46413 | MS | DOOR-600 | 11
TQ50490 | MS | DOOR-600 PT FEEDER+FN63 | 11
TQ58412 | MS | AUX BASE PLATE | 11
TQ58412#NEW | MS | AUX BASE PLATE | 11
TQ59173 | MS | DOOR-600 DN3 400 3P | 11
TQ59560 | MS | DOOR 300 FIX MOG-H1 | 11
TQ59568 | MS | DOOR-300 | 11
TQ59571 | MS | DOOR 800 FN1000H | 11
TQ59576 | MS | DOOR 500 D/O DN2-250 | 11
TQ59578 | MS | DOOR-400 | 11
TQ59678 | MS | DOOR 600 (TP BIGGER CP) | 11
TQ59705 | MS | DOOR 500 4:LAMPS | 11
TQ63695#900 | MS | SIC BARRIER | 11
TQ65497###B | Link | O/G LINK - B | #N/A
TQ65497###R | Link | O/G LINK - R | #N/A
TQ65497###Y | Link | O/G LINK-Y | #N/A
TQ65498###B | Link | RISER LINK-B | #N/A
TQ65498###R | Link | RISER LINK-R | #N/A
TQ65498###Y | Link | RISER LINK-Y | #N/A
TQ66686 | MS | DOOR - 700H | 11
TQ66687 | MS | DOOR - FN63-600H | 11
TQ66688DR01 | MS | DOOR-400 | 11
TQ66688DR02 | MS | DOOR-300 | 11
TQ66688DR03 | MS | DOOR-500 | 11
TQ66688DR04 | MS | Door-900 | 11
TQ66688DR05 | MS | DOOR-800 | 11
TQ66688DR06 | MS | DOOR-900 | 11
TQ66688DR07 | MS | DOOR-1000 | 11
TQ66688DR08 | MS | Door-700 | 11
TQ66690 | MS | DOOR-600H-FN200 | 11
TQ66691 | MS | DOOR -300H- | 11
UW108NXC0000019142 | ACB | UW F1 800A N 3PCRADLE | 51
UW112NXBA100019217 | ACB | UW F1 1250A N 3P MB B/C | 51
UW112NXC0000019213 | ACB | UW F1 1250A N 3PCRADLE | 51
UW112NXC0000019215 | ACB | UW F1 1250A N 3PCRADLE | 51
UW350HXBA200019123 | ACB | UW F3 5000A H 3P EB B/C | 51
UW350HXC0000019124 | ACB | UW F3 5000A H 3PCRADLE | 51
VAJS13YF0751ABA | RELAY | AREVA VAJS13 RELAY WD NO:01VAJS13YF-001 | 60
VTT11ZG8023L(M) | RELAY | VTT11 RELAY W.D.: MZDZ601-02-2 | 60
XA70293 | MS | BRACKET | 11
XA70359 | MS | BRACKET BASE PLATE TF3 M | 11
TF62308CU###TIN | Link | SPACER EARTHLINK | #N/A
TF62307CU01#TIN | Link | EARTHLINK | #N/A
SPE0356000206 | COMMUNICATION | IVEONET PATCHCORD:IFPC-SC-LC-OS1-DX-03 | 60
SPE0293501615 | SEL SW | SALZER RT-AC IP2X REAR TERM,16A,6P,4POS | 60
SPE0293501610 | SEL SW | SALZER RT-AC IP2X REAR TERM,16A,2P,4POS | 60
SPE0293501609 | SEL SW | SALZER DR-DC IP2X REAR TERM,16A,2P,4POS | 60
SPE0293501606 | SEL SW | SALZER DR-DC IP2X REAR TERM,25A,2P,4POS | 60
SPE0293501605 | SEL SW | SALZER DR-DC IP2X REAR TERM,25A,6P,4POS | 60
SPE0159400004 | TERMINAL | ELMEX SEPARATING PLATE MBX | 61
SH49328CU1#TTIN | Link | HEB (6X50 CU) TF1050W | #N/A
SA46001C61PTTIN | Link | EARTBAR -600W PANEL | #N/A
SA44619#####TIN | Link | EARTH LINK FF COUP - 6X50CU | #N/A
SA42037#####TIN | Link | FISH PLATE-EB, 6X50 CU TF3/TQ3 | #N/A
SA42007#####TIN | Link | EARTHBAR TF3 - 1 PNL | #N/A
DZ6T0400HXH1AOOOO | DZ | MCCB dsine DZ6-400H 400A 3P 80kA iTRP3 | 52
CS94441BOOO | MO | MO 250 CONTACTOR - 240Vac COIL | 53
ACBSCQF344-231 | ACB | ACB 4000 A , ELECTRICAL-(Motor oprtd-S. | 51
ACBSCQF344-111 | ACB | ACB 0800 A , ELECTRICAL-(Motor oprtd-S. | 51
ACBSCQF344-108 | ACB | ACB 1250 A , ELECTRICAL-(Motor oprtd-S. | 51
ACBSCQF344-104 | ACB | ACB 0800 A , ELECTRICAL-(Motor oprtd-S. | 51
ACBSCQF362-205A | ACB | ACB 2000 A , ELECTRICAL-(Motor oprtd-S. | 51
CQ71906 | MS | CONTROL PALTE TQ3 | 11
CQ73235 | MS | CONTROL PLATE | 11
CS94037OOOO | MX0 | MX-A1 04E (AUX CONTACT BLOCK) | 53
SA93990F | MS | DOOR ASSY. 600MM 4000A TF3 W/O PAINTING | 11
SL91623OOOO | SPAR | Operating Handle | 51
SL94698 | SPAR | PRODUCT COMMON MODULE-SR71M/SL94698 | 51
SPE0005800648 | Meter | AMMETER AE,0-200-1600A,CLASS 1 | 60
SPE0045700224 | CT VT | MODULE TRAFO 415V/115V-0-115V AC,150VA | 60
SPE0045700225 | CT VT | MODULE TRAFO 415V/115V-0-115V AC,75VA | 60
SPE0107801067 | CT VT | 2000A/1A CLPS CTs | 60
SPE0117803113 | CT VT | 250A/1A,15VA,CL1,RESIN CAST (CLASS-B) | 60
SPE0117803118 | CT VT | 40A/1A,15VA,CL1,RESIN CAST (CLASS-B) | 60
SPE0117803119 | CT VT | 60A/1A,15VA,CL1,RESIN CAST (CLASS-B) | 60
SPE0117803120 | CT VT | 250A/1A,15VA,CL1,RESIN CAST (CLASS-B) | 60
SPE0117803121 | CT VT | 63A/1A,15VA,CL1,RESIN CAST (CLASS-B) | 60
SPE0117803153 | CT VT | 20A/1A,15VA,CL1,RESIN CAST (CLASS-B) | 60
SPE0269500006 | 3RH | 4NO,3RH2911-1FA40 | 60
ST33301Q02NF | MS | DOOR BLANK 200-UNF | 11
SYQF362TF | Vendor | PART ASSEMBLED SWITCHBOARD | #N/A
SYQF362TQ | Vendor | PART ASSEMBLED SWITCHBOARD | #N/A
SYQF362TQMO1 | Vendor | GENERIC FEEDER | #N/A
TF55084N1SS#GP | Link | DIRECT LINK-N1 | #N/A
TF55084N2SS#GP | Link | DIRECT LINK-N2 | #N/A
TF55084N3SS#GP | Link | DIRECT LINK-N3 | #N/A
TF55085#####GF | Link | HORIZONTAL LINK - N | #N/A
TF55086#####GF | Link | VERTICAL LINK - N | #N/A
SPE0506500002 | SURGE | SCHNEIDER (ACTI9),A9L65401 | 60
SPE0460200002 | RELAY | ABB RELAY:REU611HBAADA1NN11G | 60
SPE0454400026 | RELAY | REM615,HBMCAEAGNDA1BNN11G | 60
SPE0454000112 | RELAY | ABB RELAY:HBFKBCADNDA1BNN11G | 60
SPE0400200002 | TIMER | GIC DIGTAL COUNTER:Z71FBB | 60
SPE0293501600 | SEL SW | SALZER DR-DC IP2X REAR TERM,16A,10P,4POS | 66
SPE0293501598 | SEL SW | SALZER DR-DC IP2X REAR TERM,16A,3P,4POS | 66
SPE0293501595 | SEL SW | SALZER DR-DC IP2X REAR TERM,16A,4P,4POS | 66
SPE0293501593 | SEL SW | SALZER RT-AC IP2X REAR TERM,25A,6P,4POS | 66
SPE0288700005 | DIODE | DIODE MODULE, ULPWDIOR-40A 220V DC | 60
SPE0288100012 | HOOTER | ALAN - AUH-1122(BELL FACIA) | 60
SPE0191500059 | RELAY | P8NCH2J,220V DC,7N/O+0N/C | 60
SPE0191500056 | RELAY | PQ8NCH2J,220V DC,7N/O+0N/C | 60
SPE0191500032 | RELAY | PN8NCH2J,220V DC,4N/O+3N/C | 60
SPE0177700001 | COMMUNICATION | ABB RIO600 DIM8_H (MOD600ADIM8H) | 60
SPE0177400004 | COMMUNICATION | ABB RIO600,LECM (MOD600FLECMIR) | 60
SPE0177100001 | COMMUNICATION | ABB RIO600,1:PSM_H (MOD600APSMH07) | 60
SPE0166100012 | COMMUNICATION | OPTIPLUS PATCH CORD,DFPCD1SCSC02,2 M | 60
SPE0101173250 | RELAY | MAIN CONTROL MODULE FOR IMS2 . | 60
BB30160C | MCB | MCB TP 16A C-Curve 10kA | 66
ACBSYQF215-125 | ACB | ACB 2500 A , ELECTRICAL-(Motor oprtd-S. | 51
ACBSCQB079-603 | ACB | ACB 2500 A , ELECTRICAL-(Motor oprtd-S. | 51
ACBSCQB079-031 | ACB | ACB 1250 A , ELECTRICAL-(Motor oprtd-S. | 51
TQ54802 | PR | SHROUD FOR HBB SUPPORT CLAMP | 40
SPE0411200001 | RESISTOR | STAB RESISTOR:680OHM/100W (INMR-430131-P | 60
SPE0152200053 | LUG & GLAND | COMET SINGLE COMP. BRASS GLAND,G15R72 | 60
SPE0152100126 | LUG & GLAND | DOWELL LUG CRIMPING TYPE LUG, ALS-260 | 60
SH98990C10 | PKG | 25MM CRATE H=2695,W=1160,D=2359,V=0.499 | 20
ACBSCQB081-941 | ACB | ACB 4000 A , ELECTRICAL-(Motor oprtd-S. | 51
ACBSCQB081-803 | ACB | ACB 1250 A , ELECTRICAL-(Motor oprtd-S. | 51
SPE0506600001 | MCB | AUX CONTACT 1C/O (A9L16619) | 60
ST34434OOOOM | MPCB | ACC MPCB AUX FRONT MOUNTING 1NO+1NC | 65
WL411011OOOO | Meter | VAF + PF meter with RS485, Cl 1 | 53
ACBSCQB079-461 | ACB | ACB 1250 A , ELECTRICAL-(Motor oprtd-S. | 51
SH98012RPAD | ACB | Cradle 1250S1 4P ECR WITH PADLOCKING-RI | 51
CQ40772####CGFF | Link | ADAPTOR-UNF | #N/A
SZS4539C630#GPF | Link | O/G LINK R-UNF | #N/A
SZS4540C630#GPF | Link | O/G LINK Y-UNF | #N/A
SZS4541C630#GPF | Link | O/G. LINK B-UNF | #N/A
SZS4542C630M12#GPF | Link | O/G LINK - N-UNF | #N/A
CA43902XXXXGPF | Link | VERTICAL LINK CU 4000A-UNF | #N/A
CA43903XXX2GPF | Link | CONNECTER ADAPTER 3-UNF | #N/A
CA45384XXR1GPF | Link | RISER B/C 4000A DDIL-UNF | #N/A
CA45384XXR2GPF | Link | RISER B/C 4000A DDIL-UNF | #N/A
CA47852XXX2 | Link | TYPE-2 ADAPTOR LINK-400 A | #N/A
CA47852XXX3 | Link | TYPE-2 ADAPTOR LINK-400 A | #N/A
CA47852XXX4 | Link | TYPE-2 ADAPTOR LINK-400 A | #N/A
CA71382XXXXF | MS | SUPP/FIXED CHNL OG LINK (VERTICAL) - UNF | 11
CA71383XXXXF | MS | SUPP/FLOATNG CHNL OG LINK (VRTICL) - UNF | 11
CA71394XXXXF | MS | BRACKET PARTITIONS 2T AL-UNF | 11
CA76695PDXXT3 | MS | BOTTOM PLATE FU DF | 11
CA78138XXXX | MS | BOTTOM DROPPER SUPPORT FIXING - TRAFO | 11
CA78461XXXXT3 | MS | TRAFO BOTTOM PLATE2 | 11
CA78892XXX2 | MS | LOWER RATING SHROUD-100A | 11
CA78908XXX9 | MS | VACANT SHROUD-FRONT | 11
CA97192XXX7 | MS | BASIC DOOR ASSY TX FIX FDR 720F | 11
CL90997OOOO | Loose Item | Safety Shutter Padlock;OMEGA | 51
DZ2T0100HXM1AOOOO | DZ | MCCB dsine DZ2-160H 100A 3P 80kA M ver | 52
SPE0117802896 | CT VT | 150A/1A,15VA,CL1,RESIN CAST (CLASS-E) | 60
SPE0123801750 | CT VT | 150A/1A,7.5VA,5P10 CT | 60
SPE0185900028 | COMMUNICATION | RS485 9 PIN CONNECTOR FEMALE DB9 | 60
SPE0249700015 | 3RB | 3RB21,3RB21 13-4NB0 | 60
SPE0315900001 | OEN | RELAY MODULE PLC-RSC-230UC/21-21 | 60
SPE0399000002 | CT VT | CBCT 70MM,7UG0 997 | 60
SYNS087TS | Vendor | PART ASSEMBLED SWITCHBOARD | #N/A
SYNS087TX | Vendor | PART ASSEMBLED SWITCHBOARD | #N/A
SYNS087TXMO1 | Vendor | GENERIC FEEDER | #N/A
TH32075XXXX | MS | CBCT MOUNTING BRACKET | 11
TH32106XXXX | MS | DIRECT INCOMER - CABLE LINK SUPPORT | 11
TH32107XXXX | MS | CABLE LINK SUPPORT- TX | 11
TH32108XXXX | MS | CABLE LINK CLAMP | 11
TH32241X560 | MS | DZ2 480FW FRONT BASEPLATE | 11
TH32242X560 | MS | DZ2 480FW FRONT BASEPLATE | 11
TH32257XXXX | MS | SIDE PLATE LHS 560F | 11
TH38953XXXX | MS | TYPE-3 ADAPTER FORM-IVB BKT | 11
TH38954XXXX | MS | BOTTOM-TRAY REAR FIXING | 11
TH46132XXXX | Link | LINK - 400A - BC | #N/A
TH46133XXXB | Link | CONNECTING LINK | #N/A
TH46133XXXR | Link | CONNECTING LINK | #N/A
TH46133XXXY | Link | CONNECTING LINK | #N/A
TH46134XXXB | Link | CONNECTING LINK | #N/A
TH46134XXXR | Link | CONNECTING LINK | #N/A
TH46134XXXY | Link | CONNECTING LINK | #N/A
TH46135XXX2 | Link | DIRECT INCOMER - CABLE LINK | #N/A
TH46761XXX7 | Link | 10X50 DROPPER (TRAFO) - 80 PITCH | #N/A
TH46762XXX7 | Link | 10X30 DROPPER_CU 80 PITCH | #N/A
TH51600XX72 | PR | SHROUD-IN WIRE WAY | 40
TH71437XXXX | PR | REAR SHROUD -SF | 40
TH72606XXXX | MS | SIC SHIELD CABLE SUPPORT | 11
TH72607XXXX | MS | LHS DIRECT INCOMER CABLE SUPPORT | 11
TH72997XXXX | MS | SHROUD END SUPPORT BKT | 11
TH73335XXX7 | MS | DZ2 DOOR ASSY - STD CTRL PLT-480F | 11
TH73340XXX7 | MS | FRONT DOOR- 720 - NSTD | 11
TH75001X171 | MS | CONTROL PLATE | 11
TH90150XXX5 | IC OG Contact | Power terminals 400A Outgoing-TP | 71
TH90150XXX6 | IC OG Contact | 400A Customer Terminal-TP | 71
TH91618XX07 | MS | DROPPER SHIELD LHS WELDING ASSY | 11
TH91619XX07 | MS | DROPPER SHIELD RHS WELD ASSY.-TYPE-3 | 11
TH91620XXX7 | MS | DROPPER BOTTOM SUPPORT - TYPE-3 | 11
8901010629 | PKG | Poly Bag TF 1/2 Pnl (refer DDS-5) | 20
SYPC620TQ | Vendor | PART ASSEMBLED SWITCHBOARD | #N/A
SZT4541#####GPF | Link | O/G LINK-N-UNF | #N/A
SZT4544#####GPF | Link | O/G LINK-R-UNF | #N/A
SZT4548#####GPF | Link | I/C LINK-B DN3 630H 4P FIX-UNF | #N/A
SZT4713#####GPF | Link | O/G LINK - Y-UNF | #N/A
SH00022E02E | CT VT | 5-10-15/1A 15VA CL1 WPL ERC CT | 60
SH00022E03E | CT VT | 20-30-40/1A 15VA CL1 WPL ERC CT | 60
SH00022E04E | CT VT | 50-60/1A 15VA CL1 WPL ERC CT | 60
SH00022E07E | CT VT | 100-120/1A 15VA CL1 BPL ERC CT | 60
SPE0130100007 | RELAY | LTM R,24V DC,1.35-27A,ETHERNET TCP/IP | 60
SPE0293500925 | SEL SW | SALZER DR-DC IP2X REAR TERM,16A,4P,4POS | 60
CL90056OOOO | ACB | SAFETY SHUTTER PAD LOCK FR2;OMEGA | 51
DZ2T0063HXM1AOOOO | DZ | MCCB dsine DZ2-160H 63A 3P 80kA M ver | 52
DZ2T0080HXM1AOOOO | DZ | MCCB dsine DZ2-160H 80A 3P 80kA M ver | 52
CQ74337 | MS | CONTROL PLATE | 11
CQ74400 | MS | CONTROL PLATE | 11
CQ74456 | MS | CONTROL PLATE-TQ3 | 11
CQ74606 | MS | HINGE CONTROL PLATE | 11
TQ44701#3P4F | Link | BUSBAR -TQ3 ( 3PNL 4" FLAT) | #N/A
CS95047BOOO | MO | MO185 contactor Coil Drive basic110-240V | 53
SH00022E24E | CT VT | 150-200A/1A 15VA CL1 BPL ERC CT | 60
SPE0130100006 | RELAY | LTM R,24V DC,0.4-8A,ETHERNET TCP/IP | 60
SYWE943TF | Vendor | PART ASSEMBLED SWITCHBOARD | #N/A
SYWE943TQ | Vendor | PART ASSEMBLED SWITCHBOARD | #N/A
SYWE943TQMO1 | Vendor | GENERIC FEEDER | #N/A
SPE0117802328 | CT VT | 400A/1A,15VA,CL1,RESIN CAST (CLASS-E) | 60
SPE0117802819 | CT VT | 250A/1A,15VA,CL1,RESIN CAST (CLASS-E) | 60
SPE0117802894 | CT VT | 60A/1A,15VA,CL1,RESIN CAST (CLASS-E) | 60
SPE0117802895 | CT VT | 100A/1A,15VA,CL1,RESIN CAST (CLASS-E) | 60
SELFAD_GASKET | PR | SELF-ADHESIVE GASKET 20*2 | #N/A
GISH03958PX7 | PKG | TS: GI CAP PLY PKG D 1304 W1200 H 2400 | 20
SPE0471400037 | LABEL | LABEL LEGEND PLATE - 5 SET,ANODISED ALUM | 75
SPE0471400040 | LABEL | LABEL LEGEND PLATE - 6 SET,ANODISED ALUM | 75
SPE0471400053 | LABEL | LABEL B2,ANODISED ALUMINIUM,FOR NTPC | 75
SPE0471400058 | LABEL | LABEL 150X100 MM,ANODISED ALUMINIUM,DANG | 75
SPE0471400065 | LABEL | LABEL 300 X 170 MM,ANODISED ALUMINIUM | 75
SPE0471400070 | LABEL | LABEL SY,ANODISED ALUMINIUM,MAIN BOARD | 75
SPE0471400092 | LABEL | LABEL C2,ANODISED ALUMINIUM,COUPLED DOOR | 75
SPE0471400106 | LABEL | LABEL C2,ANODISED ALUMINIUM,BLANK_RAW_MA | 75
CL90016 | PR | SAFETY SHUTTER ASSY.(V);U-POWER | #N/A
SPE0471400108 | LABEL | LABEL HALF A2,TRAFOLYTE,BLANK_RAW_MATERI | 75
SH03957PY6 | PKG | TS: PLY PKG D 1304 W 1200 H 2400 | 20
SH03957PY9 | PKG | TS: PLY PKG D 1304 W 1340 H 2400 | 20
SH03958PX7 | PKG | TS: PLY PKG D 1304 W1200 H 2400 | 20
SF03957PAC | PKG | TS: PLY D 1304 W 2000 H 2400 | 20
SF03957PZ9 | PKG | TS: PLY D 1304 W 1840 H 2400 | 20
SH03956PK1 | PKG | TX160: PLY PKG D 1144 W 1200 H 2400 | 20
SH03956PL3 | PKG | TX160: PLY PKG D 1144 W 900 H 2400 | 20
ALSH03957PY9 | PKG | TS: AL FOIL PLY PKG D 1304 W 1340 H 2400 | 20
ALSH03958PX7 | PKG | TS:AL FOIL PLY PKG D 1304 W1200 H 2400 | 20
ALSF03957PZ9 | PKG | TS: AL PLY D 1304 W 1840 H 2400 | 20
ALSH03956PK1 | PKG | TX160: AL FOIL PLY PKG D 1144 W 1200 H 2 | 20
ALSH03956PL3 | PKG | TX160: AL FOIL PLY PKG D 1144 W 900 H 24 | 20
ALSH03957PY6 | PKG | TS: AL FOIL PLY PKG D 1304 W 1200 H 2400 | 20
ALSF03957PAC | PKG | TS: AL PLY D 1304 W 2000 H 2400 | 20
DZ2T0040HXM1AOOOO | DZ | MCCB dsine DZ2-160H 40A 3P 80kA M ver | 52
CS94567BOOO | MO | MO 25 CONTACTOR - 240 V AC COIL | 53
DZ6T0250HXF1AOOOO | DZ | MCCB dsine DZ6-400H 250A 3P 80kA iTRP1 | 52
TH75001X533 | MS | NON STD CONTROL PLATE | 11
TH90148XXH5 | IC OG Contact | Power terminals 135A Outgoing-TP-H | 71
TH91624XXV5 | IC OG Contact | Power terminals 63A Outgoing-TP | 71
CA47826XXX3 | Link | DZ6-400 OG OG N OG LINK | #N/A
CA47827XXX1 | Link | DZ6-400 OG OG LINK | #N/A
CA47827XXX2 | Link | DZ6-400 OG OG LINK | #N/A
CA47828XXXX | Link | DZ6-400 OG Y OG LINK | #N/A
CA47829XXXX | Link | DZ6 400A OG N INCOMING LINK | #N/A
CA47830XXXX | Link | N SHORTING LINK | #N/A
CA47837XXX2 | Link | DZ6-250 N IC LINK | #N/A
CA47838XXXX | Link | DZ6-250 OG Y IC LINK | #N/A
CA47839XXXX | Link | DZ6-250 OG B IC LINK | #N/A
CA47840XXXX | Link | DZ6-250 OG R IC SPDR | #N/A
CA47841XXXX | Link | DZ6-250 OG BRK R OG LINK | #N/A
CA47842XXX1 | Link | DZ6-250 BREAKER OG LINK | #N/A
CA47842XXX2 | Link | DZ6-250 BREAKER OG LINK | #N/A
CA47843XXX3 | Link | DZ6-250 OG OG N OG LINK | #N/A
CA47844XXX1 | Link | DZ6-250 OG OG LINK | #N/A
CA47844XXX2 | Link | DZ6-250 OG OG LINK | #N/A
CA47845XXXX | Link | DZ6-250 OG Y OG LINK | #N/A
CA47846XXXX | Link | DZ6 250 OG N INCOMING LINK | #N/A
CA47818XXX2 | Link | DZ6-400 N IC LINK | #N/A
CA47819XXXX | Link | DZ6-400 OG Y IC LINK | #N/A
CA47820XXXX | Link | DZ6-400 OG B IC LINK | #N/A
CA47821XXXX | Link | DZ6-400 OG R IC SPDR | #N/A
CA47824XXXX | Link | DZ6-400 OG BRK R OG LINK | #N/A
CA47825XXX1 | Link | DZ6-400 BREAKER OG LINK | #N/A
CA47825XXX2 | Link | DZ6-400 BREAKER OG LINK | #N/A
CA47847XXXX | Link | N SHORTING LINK | #N/A
TH78208X651 | MS | C - COMP DOOR 800W 860H | 11
TH78208X649 | MS | C - COMP DOOR 800W 860H | 11
TH78208X648 | MS | C - COMP DOOR 600W 560H | 11
TH78208X647 | MS | C - COMP DOOR 600W 560H | 11
TH78208X645 | MS | A - COMP DOOR 600W 600H | 11
TH78208X491 | MS | DOOR C-COMP - 600W 640H | 11
TH78208X646 | MS | B - COMP DOOR 600W 560H | 11
TH71543XXXX | MS | PROK DV CBCT MOUNTING BKT | 11
CA41023UXXXTFF | Link | CRADLE TO VEB CONNECTING LINK-UNF | #N/A
CA41687UY69TFF | Link | PCC HZ. EARTH BAR-CU-440, 800 - TIN-UNF | #N/A
CA41911UXX1TFF | Link | HEB FISH PLATE-UNF | #N/A
CA43905XXY2GPF | Link | DIRECT LINK CU 4000A DDIL B-UNF | #N/A
CA78935XXX2 | MS | TOP SHROUD-TYPE-1 ADAPTOR | 11
ST52199PY48 | MS | TOP SHROUD-TYPE-1 ADAPTOR FEEDER | 11
TH73335XX18 | MS | DOOR ASSY - DZ2 | 11
TH73335XXX3 | MS | DZ2 DOOR ASSY - STD CTRL PLT-480F | 11
CA96841XXXX | MS | HOOD ASSEMBLY-900x1100 | 11
TH91625XXK6 | IC OG Contact | 100A-BRASS-35-TP | 71
TH91626XB26 | IC OG Contact | 125A-BRASS-EXTN-95-TP-2R | 71
CA41687UY66TFF | Link | PCC HZ. EARTH BAR-CU-600, 600 - TIN-UNF | #N/A
CA43905XXB2GPF | Link | DIRECT LINK CU 4000A DDIL-UNF | #N/A
TH38298XXX1 | MS | ETHERNET BARRIER - IN 560F BELOW DROPPER | 11
TH78208X897 | MS | A COMP DOOR - 600W 600H | 11
TH78208X898 | MS | A COMP DOOR - 600W 600H | 11
TH32297XXX2 | MS | DZ6 400 - 560H FRONT BASEPLATE | 11
TH32299XXX2 | MS | DZ6 400 - 480H FRONT BASEPLATE | 11
TH32241X480 | MS | DZ2 480FW FRONT BASEPLATE | 11
TH32242X480 | MS | DZ2 REAR BASEPALTE - 480F | 11
CA47822XXXXGF | Link | DZ6 -400 A - OG SPREADER | #N/A
CA47823XXXXGF | Link | DZ6 -400 A - OG SPREADER | #N/A
CA78924XXXX | MS | DZ6-400 OG SUPPORT BRACKET | 11
CA76676XXX4 | MS | BRACKET 4 SCPD INTERLOCK | 11
CA41687UY12TF | Link | PCC HZ. EARTH BAR-CU-600, 800, 600 - TIN | #N/A
CF44782###Y | Link | CABLE LINK-Y | #N/A
CF44782##RB | Link | CABLE LINK-R B | #N/A
CF76520#RHS | ms | SIDE DUCT ENTRY END COVER | 11
CQ70700#300PRF | ms | MODULE BASE PLATE D/O - 300MM | 11
CQ70700#400PRF | ms | MODULE BASE PLATE | 11
CQ74500 | ms | CONTROL PLATE | 11
CQ74629 | ms | DOOR-600 | 11
FZX40018 | RELAY | MCOMP TO CT FRC WIRING SUB ASSEMBLY - 1M | 67
FZX40023 | RELAY | MCOMP TO USB DISP RJ11 CABLE - 2M | 67
SH78008BOTB | MS | DOOR CHANNEL BOT HBB - TF900 | 11
SPE0043300016 | Transducer | AE,1A,4 - 20 mA,DOUBLE CURRENT TRA | 60
SPE0117800089 | CT VT | 400A/1A,10VA,CL1,RESIN CAST | 60
SPE0132200557 | Wire | ROLLIFLEX,50SQMM,RED,FRHR,750/1000V WIRE | 72
SPE0132200558 | Wire | ROLLIFLEX,50SQMM,YELLOW,FRHR,750/1000V W | 72
SPE0132200559 | Wire | ROLLIFLEX,50SQMM,BLUE,FRHR,750/1000V WIR | 72
SPE0132200560 | Wire | ROLLIFLEX,50SQMM,BLACK,FRHR,750/1000V WI | 72
SPE0471400100 | Label | LABEL A2,ANODISED ALUMINIUM,BLANK_RAW_MA | 75
ST41933OOOO | MOG | MPCB Rotary 13.0,50kA(MOG-H1M-1300) | 65
SYME411TF | Vendor | PART ASSEMBLED SWITCHBOARD | #N/A
SYME411TQ | Vendor | PART ASSEMBLED SWITCHBOARD | #N/A
SYME411TQMO1 | Vendor | GENERIC FEEDER | #N/A
TQ30132 | MS | CONT. PLATE | 11
XT00109 | PR | ALU. STUD - 171.2 mm | 61
CM97202OOMOOG | DN | Combination-DN2 160N 3P TM6-10,UVR,S-EOM | 52
SA75916 | MS | HBB CLAMP_NEW COUPLING | 11
SH03957CZ2 | PKG | TS: CRATE PKG D 1304 W 1100 H 2400 | 20
SH98989C12 | PKG | 19MM CRATE H=2595,W=2048,D=1847,V=0.5 | 20
SPE0117803047 | CT VT | 150A/1A,10VA,CL1,RESIN CAST (CLASS-E) | 60
SPE0123802072 | CT VT | 75A/1A,10VA,5P20 CT | 60
SPE0471400104 | Label | LABEL C2,TRAFOLYTE,BLANK_RAW_MATERIAL | 75
SYME415TF | Vendor | PART ASSEMBLED SWITCHBOARD | #N/A
SYME415TQ | Vendor | PART ASSEMBLED SWITCHBOARD | #N/A
SYME415TQMO1 | Vendor | GENERIC FEEDER | #N/A
SZP7427 | MS | TOP PLATE 320 SPACER PANEL | 11
SPE0052500418 | LED | I/L,AMBER,"AUTO TRIP",LED,240V AC | 61
SPE0117802405 | CT VT | 75A/1A,10VA,CL0.5,EPOXY RESIN CAST (CLAS | 60
SPE0117803103 | CT VT | 125A/1A,10VA,CL0.5,EPOXY RESIN CAST (CLA | 60
SPE0117803104 | CT VT | 250A/1A,10VA,CL0.5,EPOXY RESIN CAST (CLA | 60
SPE0117803105 | CT VT | 400A/1A,10VA,CL0.5,EPOXY RESIN CAST (CLA | 60
SPE0117803106 | CT VT | 100A/1A,10VA,CL0.5,EPOXY RESIN CAST (CLA | 60
SPE0123802103 | CT VT | 75A/1A,7.5VA,5P20 CT | 60
SPE0143500154 | ELR | PROKDV ELR,85-275V AC/DC,INNER DIA=100MM | 60
SPE0185400004 | COMMUNICATION | PHOENIX MVSTBW 2,5/12-ST,1792854 | 60
SPE0426300070 | CT VT | CBCT REM630,300MA (MIN)(+- 5%),50.0 | 60
SPE0186600005 | COMMUNICATION | PHOENIX MSTBVK 2,5/12-G-5,08,1788826 | 60
CA72152C1XLSS3 | MS | GLAND PLATE | 11
SPE0308400093 | COMMUNICATION | BELDEN PATCHCORD-PFSSDSD002MR3XY | 60
SPE0276300002 | CFL | LED TYPE,ANY MAKE,240V,7W | 61
CM92105OOH1OG | DN | MCCB dsine DN2-250N 63A 4P TM (Mag 6-10) | 52
CM92105OOL1OG | DN | MCCB dsine DN2-250N 125A 4P TM(Mag 6-10) | 52
CM94103OOR1OG | DN | MCCB dsine DN3-400N 400A 4P TM(Mag 6-10) | 52
ST41950OOOO | MOG | Sht.ckt alarm Left 1NO+1NC(MOG-SAL1CO) | 65
SA73076IP2X | MS | END PLATE RHS SIZE 600-IP2X | 11
SA73786IP2X | MS | DRILLING DETAILS FOR ENDPLATE - RHS | 11
SA74695IP2X | MS | END PLATE | 11
SH49654 | Link | I/C LINK N DN2 250 | #N/A
SH49655 | Link | I/C LINK N2 | #N/A
SH49656###B | Link | RISER B | #N/A
SH49656###Y | Link | RISER Y | #N/A
SH49661 | Link | O/G LINK N | #N/A
SH49662 | Link | O/G LINK N3 | #N/A
SH49663 | Link | DN2-4P(250A) BASIC SIZE-500MM | #N/A
SZS4321 | Link | I/C LINK-R&B DN3 4P TQ3 D/O | #N/A
SZS4322 | Link | I/C LINK-Y DN3 400 4P TQ3 D/O | #N/A
SZS4325 | Link | I/C LINK-N DN3-400A 4P TQ3 D/O | #N/A
SZS4326BLCU | Link | O/G LINK-B DN3 400 4P TQ3 D/O | #N/A
SZS4326RLCU | Link | O/G LINK-R DN3 400 4P TQ3 D/O | #N/A
SZS4327BLCU | Link | O/G LINK-B DN3 400 4P TQ3 D/O | #N/A
SZS4327RLCU | Link | O/G LINK-R DN3 400 4P TQ3 D/O | #N/A
SZS4327YLCU | Link | O/G LINK-Y DN3 400 4P TQ3 D/O | #N/A
SZS4328 | Link | N LINK DN3 400 4P TQ3 D/O | #N/A
SZS4713 | Link | I/C LINK-R | #N/A
TQ54651 | Link | riser y | #N/A
TQ54821 | MS | CONTROL PLATE | 11
TQ56154 | Link | N-LINK | #N/A
TQ56155 | Link | N LINK | #N/A
TQ56156 | Link | L LINK | #N/A
TQ57832 | Link | O/G LINK-N | #N/A
TQ59461 | MS | CONTROL PLATE TQ3 | 11
TQ61498##04 | MS | SIC BARRIER -RHS FORM-4 | 11
TQ61498##05 | MS | SIC BARRIER RHS | 11
TQ61498##06 | MS | RHS SIC BAARIER - 600 | 11
TQ61498##07 | MS | SIC BARRIER RHS | 11
TQ61702 | Link | R PH LINK DN2-250A | #N/A
TQ61861 | Link | I/C LINK Y DN2-250 | #N/A
SH35050##BN | Link | SPREADER LINK-DN3-400-4P | #N/A
SH35050##RY | Link | SOREADER LINK-DN3-400-4P | #N/A
SYRD160TQ | Vendor | PART ASSEMBLED SWITCHBOARD | #N/A
SYRD160TF | Vendor | PART ASSEMBLED SWITCHBOARD | #N/A
SYRD160TQMO1 | Vendor | GENERIC FEEDER | #N/A
PGOH | PGOH | PGOH | 90
ACBSCQF344-105 | ACB | ACB 1000 A , ELECTRICAL-(Motor oprtd-S. | 51
CA72151C1XRSS3 | MS | GLAND PLATE | 11
CF76710 | MS | BASE PLATE ETHERNET SWITCH | 11
CF76711 | MS | NON STAND BASE PLATE | 11
DZ6T0320HXH1AOOOO | DZ | MCCB dsine DZ6-400H 320A 3P 80kA iTRP3 | 52
EM90032O1OO | DZ | ACC dsine DZ1/2/3/4 Shunt 110V dc | 52
SA42008#####TIN | Link | EARTH BAR -2 PNL 800+800 | #N/A
SA42067#####TIN | Link | SPACER EARTHBAR | #N/A
SL91080OOOO | ACB | Closing Coil 240V AC/ 220V DC | 51
SPE0316900004 | RELAY | D2 VCT1,3PH,4WIRE, | 60
SPE0454000065 | RELAY | ABB RELAY:HBFNAEAGNDA1BNA11G | 60
SYQF346TF | Vendor | PART ASSEMBLED SWITCHBOARD | #N/A
SYQF346TQ | Vendor | PART ASSEMBLED SWITCHBOARD | #N/A
ACBSCQB085-733 | ACB | ACB 1000 A , ELECTRICAL-(Motor oprtd-S. | 51
SPE0276300017 | CFL | LED TYPE,ANY MAKE,240V,3W | 61
SYQB092TF | Vendor | PART ASSEMBLED SWITCHBOARD | #N/A
ACBSCQE989-405 | ACB | ACBSCQE989-405 | 51
TQ54948#####GPF | LINK | TQ54948#####GPF
TQ54949#####GPF | LINK | TQ54949#####GPF
TQ54950F | LINK | TQ54950F
TQ54952F | LINK | TQ54952F
TQ59098 | LINK | TQ59098
TQ63928#####GPF | LINK | TQ63928#####GPF
ST33163 | PR | Glass Support for HBB
SH57157 | PR | Glass support 1050W Direct Link Sup.
SH67147 | PR | Glass support 800W Direct Link Sup.
SA60011 | PR | Spacer for Aux Bus Suport 10 X 25 MM
SA10011P | PR | P-T-B Tube 155 mm
SH99377/78 | PR | NONSTANDARD CAM LOCK
SH57074###A | PR | PANEL LETTER - A
shipping section | PR | NEOPRENE STRIP 1.5X40(XA25058)
FOR END COVER | PR | NEOPRENE STRIP 1.5X20(XA25058)
7802210121 | PR | White foam Gasket
SA42012#RJ3 | PR | VERT. EARTH BAR
SL91918 | PR | PT SIC TERMINAL FEMALE
ST26695 | PR | STEEL GRIP
XA67022 | PR | CREADEL NUT PLATE
XA67100 | PR | TOP FRAME GUSSET
SH78046 | PR | TOP FRAME GUSSET
SH78151 | PR | TOP FRAME GUSSET
SH78109 | PR | TOP FRAME GUSSET
TH50946 | PR | CT ARRESTER WITH NUT FOR SHELL
TH50982 | PR | CT ARRESTER WITHOUT NUT FOR SHELL
231-606/019-30 | TERMINAL | Wago Plug in Male Terminal
231-106/026-000 | TERMINAL | Wago Plug in Female Terminal
XM80979 | TERMINAL | CT TERMINAL-CST6
LBLKN5.5 | TERMINAL | SHORTING STUD
SPE0159500001 | TERMINAL | SHORTING LINK FOR CONT. TERMINAL
SPE0310000003 | TERMINAL | CBTM6TERMINAL
SPE0159200008 | TERMINAL | SUT4 TERMINAL FOR
SPE0159900002 | TERMINAL | END STOPPER
SPE0159400002 | TERMINAL | SEPARATOR
SPE0217700001 | TERMINAL | SHORTING LINK
SPE0160300002 | TERMINAL | STICKER STOPPER
SH01453 | LABEL | Label C2 Type(White-Black-White)
TQ52819A##4 | LABEL | Label A2 Type(White-Black-White)
TQ52819A##5 | LABEL | Lamp & PB Legend
TQ52819T##2 | LABEL | Caution “Live Busbar Behind lable 32X62mm Trafolite label on HBB Door
CT STICKERS | LABEL | CT STICKERS
SH07365-75 | PR | Red Ferrules 2.5 sq. mm
XM81163 | PR | Clips K1
XM81167 | PR | Clips K5
XM81168 | PR | Clips K6
XM81160 | PR | Screw Mount Saddle S1
XM81161 | PR | Screw Mount Saddle S2
XM81162 | PR | Screw Mount Saddle S3
PETROLIUM JELLY | PR | PETROLIUM JELLY
7802210120 | PR | FOAM GASKET (EXPANDED POLYSTRIP)
7813810430 | PR | 1.5x20 FLAT BLACK GASKET RUBBERSTRIP
8000310055 | PR | ADHESIVE SR 505
8108010562 | PR | ADH.TAPE-BLUE
8108010564 | PR | ADH.TAPE-YELLOW
8108010568 | PR | ADH.TAPE-RED
8108010570 | PR | ADH.TAPE-BLACK
8108010570G | PR | GREEN TAPE
8108010570Y | PR | YELLOW TAPE
SA50181-90 | PR | PANEL NO -1 TO 0
SA00234 | PR | PVC CONDUITE
XA70374 | PR | BRACKET FOR PVC CONDUITE
SH07056 | SP HTR | SPACE HEATER 60 W
7436521194 | WIRE | 1.5 SQMM WIRE-GREY
7436521195 | WIRE | 1.0 SQMM WIRE GREY
7436521224 | WIRE | 2.5 SQMM WIRE-GREY
7436552044 | WIRE | 2.5 SQ.MM WIRE-GREY
7436552104 | WIRE | 4 SQMM WIRE-GREY
7436552164 | WIRE | 6 SQMM WIRE-GREY
7436552254 | WIRE | 10 SQMM WIRE-GREY
7436552354 | WIRE | 35 SQMM WIRE-GREY
7436560041 | WIRE | 4 SQ MM COPPER WIRE
7805111434 | PR | 4 SQMM GREY SLEEVE
8108022128 | PR | HS TUB 128L/F(XA25046)6X100 HBB
8108022170 | PR | HS TUB 190L/F(XA25068)6X150 HBB
ACBSCQF344-221 | ACB | ACB 1250 A , ELECTRICAL-(Motor oprtd-S.
CAUTION | LABEL | CAUTION LABLE ON REAR DOORS
CAUTION37X75 | LABEL | CAUTION LABLE
CEHI/MEH-513 | LUG | 1.5 Tubular Lug
CEHI/MEHI-513(T) | LUG | Double Decker
CEHI-515 | LUG | 2.5 Tubular Lug
CQ60238R13P | PR | SHROUD
CRS/MEH-513 | LUG | BARREL TYPE LUGS (LHS TO RHS WIRING)
CRS/MEHIT-515 | LUG | 2.5 Tubular Lug Double Decker
CRS/MGF-7251 | LUG | LUG 7251 FORK TYPE 2.5
CRS/MGF-7280 | LUG | 2.5 Cu Fork Type NonInsu Lug E-5 / Fuse Lug
CRS/MGR-7009 | LUG | LUG 7009 (2.5/4)
CRS/MGR-7011 | LUG | LUG 7009 (2.5/6)
CRS/MGR-7013 | LUG | TUBULAR LUG 2.5
CRS/MGR-7017 | LUG | 4-6 X 6 CU Ring Type NonInsu Lug E-6
CRS/MGR-7018 | LUG | 4-6 X 8 CU Ring Type NonInsu Lug E-8
CRS/MGR-7023 | LUG | 4-6 X 10 CU Ring Type NonInsu Lug E-10
CRS/MGR-7030 | LUG | 16 X 6 CU Ring Type NonInsu Lug E-6
CRS/MGR-7038 | LUG | 35 X 8 CU Ring Type NonInsu Lug E-8
CRS/MGR-7051 | LUG | 16 X 10 CU Ring Type NonInsu Lug E-10
CRS/MGR-7052 | LUG | 25 X 8 CU Ring Type NonInsu Lug E-8
CRS/MGR-7120 | LUG | 10 X 6 CU Ring Type NonInsu Lug E-6
CRS/MGR-7126 | LUG | 10 X 8 CU Ring Type NonInsu Lug E-8
CRS/MGR-7133 | LUG | 25 X 10 CU Ring Type NonInsu Lug E-10
CRS/MGR-7135 | LUG | 35 X 10 CU Ring Type NonInsu Lug E-10
CRS/MGR-7151 | LUG | 2.5 X 10 CU Ring Type NonInsu Lug E-10
CRS/MGR-7155 | LUG | 4-6 X 4 CU Fork Type NonInsu Lug
CRS/MGR-7156 | LUG | 16 X 8 CU Ring Type NonInsu Lug E-8
CRS/MGR-8347 | LUG | 2.5 Snap-On Lug
DZ6T0250HXH1AOOOO | DZ | MCCB dsine DZ6-400H 250A 3P 80kA iTRP3
ESBEE | LED | INDICATING LAMPS ( G / R / A / Y )
HC61A2 | PB | NO (HC61A2) / NC (HC61B2) ELEMENT
HH55C# | PB | MUSHROOM HEAD RED PUSH BUTTON
SA00018 | LABEL | BLANK YELLOW LABEL
SA00181 | LABEL | LEGEND PLATE - TQ3
SA00282 | LABEL | STI STICKER FOR TRAY (OPTIONAL)
SA42037####CTFF | LINK | earthbar fish plate (6f-12f)-UNF
SA43587 | PR | ADAPTOR AUX.B/B TQ
SA50139 | PR | WIRE GUIDE RATE DIFF
SA50140 | PR | WIRING RING RATE DIFF
SA50377 | PR | SADDLE
SA50378 | PR | SADDLE
SA57240 | PR | PB SHROUD
SA60268 | PR | 40 mm BUSH DIA 16
SA60342 | PR | CONTROL PLATE MTG ROD
SA73156 | MS | BOTTOM COVER / 100 VACANT DOOR
SA73158 | PR | SHROUD END COVER SF/DF
SA73517 | MS | SIDE PARTITION RHS
SA73815 | MS | SIC MEMBER 100 mm
SC60986 | PR | 12 mm BUSH M4
SFC000014 | TERMINAL | MCB STOPPER
SH03952 | PR | ARALDITE FOR END COVER SHROUD
SH07349 | PR | 2.5MM PVC FERUL'J'INTERLOCK TYPE
SH07771 | PR | TOG SW BELLOW
SH57066 | PR | BASE SHROUD FOR PIRI TERM
SH98988C02_A | PKG | TQ3,2430 MM,1660 MM,644 MM,CRATE ( DOMESTIC )
SH98988C03_A | PKG | TQ3,2430 MM,2460 MM,644 MM,CRATE ( DOMESTIC )
SH98989C06_A | PKG | TF900,2430 MM,860 MM,944 MM,1 AOC,CRATE ( DOMESTIC )
SH98989C26_A | PKG | TF900,2430 MM,1980 MM,944 MM,1 AOC,CRATE ( DOMESTIC )
SIC0001 | PR | SIC MARKER
SMACES35GR | TERMINAL | MCB RAIL
ST38208OOOO | DN | MCCB DNX2-250H 100A 3P MP
SZP5013#DN3 | PR | I/C SHROUD
SZP7229 | PR | SHROUD FOR TRAFO
SZS7709IDN3 | PR | SHROUD
TH50962 | PR | CT ARRESTER WITHOUT NUT FOR SHELL
XA62163 | PR | SPACER - TQ3 M(4/800-1100 MOD)
XA67033 | PR | SPACER FN250/400 D/O TQ3
XA70242 | PR | BRACKET FOR CBC DOOR CLOSING
XB00540 | PR | EARTH LIP SPRING
XK19201 | PR | PIRI TERM BLOCK - 3WAY
XK19202 | PR | PIRI TERM BLOCK-6WAY(XE19202)
XM00683M | PR | GRUB SCREW FOR CONTROL PLATE MOUNTING BKT
XM80215 | PR | PVC BELT
XM80216 | PR | PVE BUTTON
XM81164 | PR | WIRING STRIP-K2
XM81165 | PR | WIRING CLIP K3 CM
XM81166 | PR | WIRING CLIP K4 CM
XN00004 | PR | M5 NUT
XN00007 | PR | M10 - NUT
XS00001SS | PR | M3 SCREWG FOR LABEL MTG SS
XS00002 | PR | CSK screw M4x6 for Control PLATE mounting bkt
XS00002SS | PR | FIXING SCREW
XS00021SS | PR | M 5 X 12 CH HEAD SCREW SS
XS00022SS | PR | M 5 X 16 CH HEAD SCREW SS
XS00025 | PR | M6X10 SCREW FOR MAZZAK SADDLE
XS00045 | PR | M6 X 32MM CHEESE HEAD SCREW ROHS
XS00057 | PR | M4X9 SCREW
XS00174 | PR | CSK M5 X 10 for SIC puller
XS00270 | PR | M8X35 SCREW
XS00273 | PR | M8X30 BOLT (FOR HBB AL STUDS)
XS00292 | PR | CSK SCREW FOR BASE FRAME MOUNTING M8X20
XS00295 | PR | HEX SCREW M6 X 12 END PLATE MTG
XS00315 | PR | M4X6 CSK SCREW FOR EARTH PLATE
XS00321 | PR | M4x10 csk for CONTROL PLATE ROD
XS00352 | PR | M6x10 Hex screw for Control Plate Bracket
XS00381 | PR | M4X6 SCREW FOR PAD LOCKING ANGLE
XS00406SS | PR | M12X30 SS BOLT FOR LIFTING ANGLE
XS00410 | PR | M10X45 (ZLINK-RYB) BOLT
XS00471 | PR | M12X70 BOLT
XS00529SS | PR | 100MM DOOR CLOSING SCREW
XS00730-MS | PR | END COVER BOLT (SH67255-SS )
XS50004SS | PR | SPRING WASHER-M5 SS
XT00137 | PR | 120AL STUD.
XT00137. | PR | 120AL STUD
XT90012HT. | PR | M12 NUTPLATE 40MM.
XW00008SS | PR | PLAIN WASHER-M8
XW00013 | PR | PLAIN WASHER-M6 SMALL
XW00053 | PR | PLAIN WASHER-M5 SS
XW00053SS | PR | PLAIN WASHER-M5 SS
XW00056 | PR | M6 SPRING WASHER for END PLATE MTG
XW00067 | PR | M8 PLAIN WASHER
XW00081 | PR | PLAIN WASHER-M10
XW00081SS | PR | PLAIN WASHER-M12 FOR LIFTING ANGLE
XW50001 | PR | M4 spring washer for C.P. earthing screw
XW50006 | PR | M6 PLAIN WASHER for END PLATE MTG
XW50008 | PR | SPRING WASHER-M10
XW50009 | PR | M8 SPRING WASHER
XW50034SS | PR | SPRING WASHER-M12 FOR LIFTING ANGLE
SA42971#####GP | Link - AL | MINIBUS B/C 4000C
SA42972#####GP | Link - AL | MINIBUS B/C 4000C
SA42973#####GP | Link - AL | MINIBUS B/C 4000C
SZR4531#####GF | Link - AL | HORIZONTAL LINK R PHASE-UNF
SZR4532#####GF | Link - AL | LINK - R AL FOR 2000C 3P IN TF3 8W
SA42573 | Link - AL | LINK DROPPER R & Y PHASE TF 3
SA42574 | Link - AL | LINK DROPPER R & Y PHASE TF3
SA42575 | Link - AL | LINK DROPPER R & Y PHASE TF3
SA42565 | Link - AL | LINK Y 1600/2000 A TF3
SA42566 | Link - AL | LINK Y 1600/2000 A TF3
SA42555 | Link - AL | DROPPER LINK
SA42556 | Link - AL | LINK B 1600/2000 A TF3
SA42557 | Link - AL | LINK B 1600/2000 A TF3
SA42564 | Link - AL | LINK Y 1600/2000 A TF3
SPE0159200045 | Terminal | ELMEX KBT 100 TERMINAL
SPE0159300031 | Terminal | ELMEX END PLATE KPS 100
TH91626XC26 | IC OG Contact | 250A-COPPER-EXTN-95-TP-2R
TF54603Y1DFMID#GP | Link - AL | DIRECT LINK-Y SPLIT MID
TF54603Y2DFMID#GP | Link - AL | DIRECT LINK-Y SPLIT
TF54603Y3DFMID#GP | Link - AL | DIRECT LINK0-Y SPLIT
SH21057MS1#M | MS | BARRIER BELOW DIRECT LINK 600W RELAY
TF42342 | MS | LINK
TF42343 | MS | LINK
SPE0040600338 | Meter | AMMETER,0-75A,1A,SIF96,MI(AC),AE,TQ3
SPE0063400394 | CT VT | 415R3 / 110R3 V,100VA,CL.1 VT
CQ60264 | PR | LIFITNG ANGLE-800W+320W+320W+800W
SZP7188 | MS | BASE PLATE 600MM (FIXED)
SZS4551A83##GF | Link - AL | BUSBAR-RYBN 800+320W
SPE0123800654 | CT VT | 250A/1A,10VA,5P20 CT
SPE0191500039 | Relay | PQ8NCH2J,240V AC,4N/O+3N/C
SPE0241100014 | PS Mod | ALAN AC TO DC CONVERTER MODEL :APS-123-B
SPE0269600005 | 3RH | 3RH24,3RH2422-1AP00
SPE0293501653 | Sel Sw | SALZER S-AC STD,16A,4P,4POS SWITCH
SPE0293501654 | Sel Sw | SALZER S-AC STD,16A,8P,4POS SWITCH
SPE0424000010 | PB | ESBEE P.B. ACTUATOR- EG03FDLW240A
SH31051F##A | Link - AL | DROPPER ( U POWER ACB IN TF900)
SH49715B2A1 | Link - AL | O/G LINK -B2
SH49715B2A9 | Link - AL | R & B - PHASE CABLE LINK
SH49715R2A1 | Link - AL | O/G LINK - R2
SH79879D4M3 | MS | CABLE LINK SUPPORT UPTO 1250S ACB
SH79971W8T6 | MS | BARRIER BELOW HBB-RHS TOP ACB 600MM COM
SH79972W8T6 | MS | BARRIER BELOW HBB-LHS TOP ACB COMP. 600
SZU4870B1T4M | Link - AL | RISER LINK
SZU4870B2T4M | Link - AL | RISER LINK
SZU4870Y1T4M | Link - AL | RISER LINK-Y
SZU4870Y2T4M | Link - AL | RISER LINK
SZU4872N1RI | Link - AL | N RISER - OMEGA FRAME I 4P
SZU4872N2RI | Link - AL | RISER LINK N
TF73058B###M | Link - AL | DROPPER LINK-B
TF73058R1T4 | Link - AL | DROPPER LINK-R
TF73058R2T4 | Link - AL | DROPPER LINK-R
TF73058Y1T4M | Link - AL | DROPPER LINK
TF73058Y2T4M | Link - AL | DROPPER LINK
TF75515BB01 | Link - AL | HBB
TF75515BB16 | Link - AL | HBB-R,Y,B,N
TF75541DR03 | MS | DOOR-600H80WW
TF75541DR15 | MS | ACB DOOR-750H 800W
TF75541DR16 | MS | RELAY DOOR-600H320W
TF75541DR17 | MS | ACB DOOR-600H800W
TF75541DR18 | MS | ACB DOOR-600H800W
TF75541DR19 | MS | RELAY DOOR-600H800W
TF75559B2A1 | Link - AL | CABLE LINK
TF75559B2A9 | Link - AL | HORIZONTAL LINK
TF75559R1A1 | Link - AL | CABLE LINK
TF75559R1A9 | Link - AL | HORIZONTAL LINK
TF75560Y1A1 | Link - AL | CABLE LINK
TF75560Y1A9 | Link - AL | HORIZONTAL LINK
TF75561R### | Link - AL | VERT CONNECTING LINK
TF75561YB1# | Link - AL | CONNECTING LINK
TF75561YB2# | Link - AL | CONNECTING LINK
TF75564 | Link - AL | CABLE LINK-N
ST41926OOOO | MOG | MPCB Rotary 0.63,100kA(MOG-H1M-0063)
ST41927OOOO | MOG | MPCB Rotary 1.0,100kA(MOG-H1M-0100)
TQ63695 | MS | SIC BARRIER
TQ65646#200 | MS | BASE PLATE MOG-H1 200MM
TQ65646#400 | MS | BASE PLATE-MOG-H1 400MM
TQ65646#500 | MS | BASE PLATE-MOG-H1
TQ65646#600 | MS | BASE PLATE
TQ66688DR09 | MS | DOOR-400
TQ66688DR10 | MS | DOOR-700
TQ66688DR11 | MS | DOOR-600
TQ66688DR12 | MS | DOOR-400
TQ66688DR13 | MS | DOOR-500
TQ66688DR14 | MS | DOOR-200
CQ71654 | MS | DOOR - 600 (DN2-250 + 2: CP)
TQ55748 | MS | DOOR 400 FOR DN2-250
SPE0117803133 | CT VT | 250A/1A,15VA,CL1,RESIN CAST (CLASS-F)
SPE0211500003 | Timer | GIC ASTRO,110-240V AC,T2DDT7
SPE0307700106 | Meter | 447(WITH RS485 COMM PORT),57.7V-240V AC,
SPE0005801911 | Meter | AMMETERAE,0-20A,CLASS 1,NOT APPLICABLE
SPE0005801912 | Meter | AMMETERAE,0-1A,CLASS 1,NOT APPLICABLE
SPE0023400032 | Meter | VOLTMETER MOVING COIL (AC),0-500V,AE
SPE0293501645 | Sel Sw | SALZER RT-AC IP2X REAR TERM,16A,2P,4POS
SPE0293501646 | Sel Sw | SALZER RT-AC IP2X REAR TERM,16A,4P,2POS
CQ74637 | MS | DOOR - 300
CQ74638 | MS | DOOR-200
CQ74653 | MS | DOOR-200
CQ74654 | MS | DOOR-800
CQ74655 | MS | DOOR-800
CQ74660ENT1 | MS | CBC DOOR-850W
SA42008W850#TF | Link-Cu | EARTHBAR - 850W 2 PNL
SA42123####CTF | Link-Cu | FISH PLATE - 4" (CU)
SA42127####CTF | Link-Cu | TQ3 DROPPER 12X50 CU (R-Y-B DRAWOUT)
SA42128####CTF | Link-Cu | TQ3 DROPPER 10X30 CU (N)
SA42945W850C#TF | Link-Cu | 4" BUS BAR FIRST PANEL TQ3(JIT)
SA42947W850CTF | Link-Cu | BUSBAR LAST TQ3 PANEL
SA43680####CTF | Link-Cu | SPACER
SA73164W850 | MS | REAR TOP COVER-850W SF
SA73285W850 | MS | BOTTOM PLATE -CBC-SF
SA73287W850 | MS | BOTTOM PLATE-CBC REAR
SA73611W850ENT1 | MS | RAER DOOR-850W TQ3SF
SA73612T2ENT1 | MS | REAR DOOR
SA73861W850 | MS | BUSBAR SHIELD-CBC SIDE
SA74914 | MS | BARRIER
SA75607W850 | MS | BUSBAR SHIELD CBC TQ3 FRM4 SF TOP BUS
SA75644W850 | MS | TOP PLATE-850W
SA92763W850ENT1 | MS | TOP COVER
SA94976W850 | MS | TOP ASSEMBLY-850W
SH21510###2 | MS | BB CLAMP -90 DEG COUPLING
SH35006B25C#TF | Link-Cu | RISER LINK B
SH35006N25C#TF | Link-Cu | O/G RISER LINK N FN250C IN FIX
SH35006R25C#TF | Link-Cu | RISER LINK R
SH35006Y25C#TF | Link-Cu | O/G RISER LINK Y FN250 IN FIX
SH35007N25C#TF | Link-Cu | O/G LINK N FN250 IN TQ3 FIX
SH35007R25C#TF | Link-Cu | OG LINK - R
SH35008B25C#TF | Link-Cu | OG LINK - B
SH35008Y25C#TF | Link-Cu | OG LINK - Y
SH49641B1FC#TF | Link-Cu | Z LINK CU - R1F TQ3 SF-600D, TIN PLATED
SH49641B2FC#TF | Link-Cu | Z LINK CU - B2F TQ3 SF-600D
SH49641N1XC#TF | Link-Cu | Z LINKS SF 600MM DEEP
SH49641R1FC#TF | Link-Cu | Z LINK CU - R1F TQ3 SF-600D, TIN PLATED
SH49641R2FC#TF | Link-Cu | Z LINK CU - R1F TQ3 SF-600D, TIN PLATED
SH49641Y1FC#TF | Link-Cu | Z LINK CU - Y1F TQ3 SF-600D
SH49641Y2FC#TF | Link-Cu | Z LINK CU -Y2F TQ3 DF/DP-900D
SH78334 | MS | ANGLE FOR CABLE ALLEY BARRIER - FORM IV
SH78901 | MS | CABLE ALLEY BARRIER -100MM VACANT FEEDER
ST33301Q04N | MS | DOOR BLANK 400
SZR4591B25C#TF | Link-Cu | I/C LINK-B
SZR4591N25C#TF | Link-Cu | LINK-FN200-N
SZR4591R25C#TF | Link-Cu | I/C LINK-R
SZR4591Y25C#TF | Link-Cu | I/C LINK- Y
SZR4593####C##TF | Link-Cu | I/C LINK N
SZS7055MS2N | MS | DROPPER LINK SUPPORT
SZU4024N53C#TF | Link-Cu | B/C LINK FN250 FIX
SZU4024R53C#TF | Link-Cu | B/C LINK FN250 FIX
SZU4025B53C#TF | Link-Cu | B/C LINK FN250 FIX
SZU4025Y53C#TF | Link-Cu | B/C LINK FN250 FIX
SZU4026R53C#TF | Link-Cu | DROPPER LINK FN250 FIX
SZU4027B53C#TF | Link-Cu | DROPPER LINK FN250 FIX
SZU4027N53C#TF | Link-Cu | DROPPER LINK FN250 FIX
SZU4027Y53C#TF | Link-Cu | DROPPER LINK FN250 FIX
SA42061###C#TF | Link-Cu | EARTHBAR
SA42055###C#TF | Link-Cu | EARTHLINK SF
TQ26648 | MS | B/C BARRIER-SF TQ3 FN630 FDR
SPE0454400003 | Relay | REM615,HBMCAEAGNDA1ANN1XG
TF74474#U#800 | MS | BASE PLATE
CF60378PVC1 | Shroud | RISER LINK SHROUD-1600A 750HT
SH57188PVC1 | Shroud | SHROUD DROPPER LINK 600COMP 1250S 3P
SPE0099500022 | ANNUNCIATOR | MBAS 0600,90-270V AC/DC,WIN:8 WINDOW
SPE0117803137 | CT VT | 350A/1A,15VA,CL1,RESIN CAST (CLASS-F)
SPE0123802137 | CT VT | 350A/1A,15VA,5P20 CT
SPE0123802138 | CT VT | 350A/1A,15VA,5P20 CT
SPE0293500843 | Sel Sw | SALZER DR-DC IP2X REAR TERM,16A,4P,4POS
SPE0293501642 | Sel Sw | SALZER DR-DC IP2X REAR TERM,16A,3P,4POS
SPE0293501643 | Sel Sw | SALZER DR-DC IP2X REAR TERM,16A,6P,4POS
SPE0293501649 | Sel Sw | SALZER DR-DC IP2X REAR TERM,16A,3P,4POS
SPE0341400058 | Relay | 7SJ66 RELAY- 7SJ6611-5EB90-1FE0-LOR
SPE0386000017 | LED | ESBEE LAMPGEN X CLUSTER LED TYPE (LVGP),
UW108NFBA200019162 | ACB | UW F1 800A N 4P EB B/C
UW108NFC0000019167 | ACB | UW F1 800A N 4PCRADLE
CF42778B1#C#TF | Link-Cu | ADAPTOR LINK - 3P/4P - -FR1 (BOT)
CF42778B2#C#TF | Link-Cu | ADAPTOR LINK - 3P/4P FR1 (BOT)
CF42778N1#C#TF | Link-Cu | ADAPTOR LINK - 3P/4P
CF42778R1#C#TF | Link-Cu | ADAPTOR LINK - 3P/4P - FR1 (BOT)
CF42778R2#C#TF | Link-Cu | ADAPTOR LINK - 3P/4P -FR1 (BOT)
CF42778Y1#C#TF | Link-Cu | ADAPTOR LINK - 3P/4P -FR1 (BOT)
CF42778Y2#C#TF | Link-Cu | ADAPTOR LINK - 3P/4P-FR1 (BOT)
CF42779B2SC#TF | Link-Cu | SPLIT DIRECT LINK - 3P/4P
CF42779B3SC#TF | Link-Cu | SPLIT DIRECT LINK - 3P/4P
CF42779N1SC#TF | Link-Cu | SPLIT DIRECT LINK - 3P/4P
CF42779R2SC#TF | Link-Cu | SPLIT DIRECT LINK - 3P/4P
CF42779R3SC#TF | Link-Cu | SPLIT DIRECT LINK - 3P/4P
CF42779Y2SC#TF | Link-Cu | SPLIT DIRECT LINK - 3P/4P
CF42779Y3SC#TF | Link-Cu | SPLIT DIRECT LINK - 3P/4P
CF43864###3C#TF | Link-Cu | BUSBAR - RYBN
CF44810###1#TF | Link-Cu | BUSBAR - RYBN
CF44810###2#TF | Link-Cu | BUSBAR - RYBN
CF73380###1 | MS | DIRECT LINK SUPPORT - BKT
CF76681ENT1 | MS | REAR DOOR U POWER
SA71175####C#TF | Link-Cu | SPACER
SA73250###UENT1 | MS | TOP COVER U POWER
SH21279 | MS | ADAPTOR LINK SUPPORTING BRACKET
SH31045B1B4CTF | Link-Cu | DROPPER LINK B TF900U 600W
SH31045R1B4CTF | Link-Cu | DROPPER LINK R TF900U 600W
SH31047YB4C#TF | Link-Cu | DROPPER LINK Y UPTO 1600 TF900 800W
SH31048B1SC#TF | Link-Cu | HBB TO DRP - CON. LINK TF900 - B
SH31048R1SC#TF | Link-Cu | HBB TO DRP - CON. LINK TF900 - R
SH31048Y1SC#TF | Link-Cu | HBB TO DRP - CON. LINK TF900 - Y
SH31050N3SC#TF | Link-Cu | CONNECTING LINK-N
SH31051B##C#TF | Link-Cu | DROPPER ( U POWER ACB IN TF900)
SH31060#15C#TF | Link-Cu | ACB CRADLE LINK - U POWER
SH47852####CTF | Link-Cu | SPACER
SH49715B1C9#TF | Link-Cu | R &amp; B- PHASE CABLE LINK
SH49715R1C9#TF | Link-Cu | R&amp;B-PHASE CABLE LINK
SH49901Y1C9#TF | Link-Cu | Y-PHASE CABLE LINK
SH49903P1C9#TF | Link-Cu | N CABLE LINK
SH67244SAP | PR | DIRECT LINK SUPPORT
SH79916#6M1 | MS | PLATE
SH79917#6M1 | MS | BARRIER
SH97893BOT8ENT1 | MS | COVER ASY. FRONT(TF3/TF900) U POWER ACB
SH97893TOP8ENT1 | MS | COVER ASY. FRONT(TF3/TF900) U POWER ACB
SZR7475###3 | MS | HBB CLAMP
SZU4864B3S6CTF | Link-Cu | DIRECT LINK-TOP600 : FRAME I TF9
SZU4864B4S6CTF | Link-Cu | DIRECT LINK-TOP600 : FRAME I TF9
SZU4864N1S6CTF | Link-Cu | DIRECT LINK-N1
SZU4864R3S6CTF | Link-Cu | DIRECT LINK-TOP600 : FRAME I TF9
SZU4864R4S6CTF | Link-Cu | DIRECT LINK-TOP600 :FRAME I TF9
SZU4864Y3S6CTF | Link-Cu | DIRECT LINK-TOP600 : FRAME I TF9
SZU4864Y4S6CTF | Link-Cu | DIRECT LINK-TOP600 :FRAME I TF9
SZU4865B1B4CTF | Link-Cu | B/C RISER LINK - OMEGA FRMAE I
SZU4865B2B4CTF | Link-Cu | B/C RISER LINK - OMEGA FRMAE I
SZU4865R1B4CTF | Link-Cu | B/C RISER LINK - OMEGA FRMAE I
SZU4865R2B4CTF | Link-Cu | B/C RISER LINK - OMEGA FRMAE I
SZU4865Y1B4CTF | Link-Cu | B/C RISER LINK - OMEGA FRMAE I
SZU4865Y2B4CTF | Link-Cu | B/C RISER LINK - OMEGA FRMAE I
SZU4866N1DPCTF | Link-Cu | N DRP LINK
SZU4866N1RICTF | Link-Cu | N RISER LINK
CF76675 | MS | RELAY DOOR - 600 (800W TF PNL)
CF76676 | MS | U-ACB DOOR - 750 (800W TF PNL)
CF76677 | MS | U-ACB DOOR - 600H (800W TF PNL)
CF76678 | MS | RELAY DOOR - 450 (800W TF PNL)
CF76679 | MS | RELAY DOOR - 600 (800W TF PNL)
CF76680 | MS | RELAY DOOR - 600 (800W TF PNL)
SA45472C#TF | Link-Cu | VERTICAL E/B-TF900
SA45473####CTF | Link-Cu | EARTH LINK TF900 U-POWER
SA46331####CTF | Link - AL | EARTH LINK TF900
CQ73682##06 | MS | BASEPLATE FIX FEEDER (FOR 250SP)
CQ74673 | MS | DOOR-500
CQ74685 | MS | DOOR - 400
CQ74686 | MS | DOOR-600
CQ74687 | MS | DOOR-600
SA42925W850C##TF | Link-Cu | 4" BUS BAR 2Panel (JIT)-850w
SH49062W850C##TF | Link-Cu | 4"BUSBAR TQ3-LAST 2 PANELS
SH49066W850CTF | Link-Cu | BUSBAR-TQ3-850W-FIRST 2 PNL
SH77968#400 | MS | BASE PLATE FIX TQ3 400
TQ44701#1P4W85CTF | Link-Cu | BUSBAR TQ3 (1PNL 4" FLAT)
TQ65075CB81#C#TF | Link-Cu | ADAPTOR-B
TQ65075CN4##C#TF | Link-Cu | ADAPTOR LINKS-RYBN
TQ65075CR8##C#TF | Link-Cu | ADAPTOR LINKS-RYBN
TQ65075CY81#C#TF | Link-Cu | ADAPTOR-Y
CQ42300B1FC#TF | Link-Cu | TQ3 ZLINK - SF- EXTENDED WIRE TAP
CQ42300B2FC#TF | Link-Cu | TQ3 ZLINK - SF- EXTENDED WIRE TAP
CQ42300N1XC#TF | Link-Cu | TQ3 ZLINK - SF- EXTENDED WIRE TAP
CQ42300R1FC#TF | Link-Cu | TQ3 ZLINK - SF- EXTENDED WIRE TAP
CQ42300R2FC#TF | Link-Cu | TQ3 ZLINK - SF- EXTENDED WIRE TAP
CQ42300Y1FC#TF | Link-Cu | TQ3 ZLINK - SF- EXTENDED WIRE TAP
CQ42300Y2FC#TF | Link-Cu | TQ3 ZLINK - SF- EXTENDED WIRE TAP
CQ40770CU06#TF | Link-Cu | 250A CONTACT ADAPTOR LINK
CQ60213 | PR | 250SP FIXED FEEDER SEG SHROUD
CQ74701 | MS | DOOR-500
SA72976 | Shroud | SHROUD -FN 125 TQ3
XN00003 | Hardware | WASHER
XS00021 | Hardware | M5 X 12MM CHEESE HEAD SCREW
XS00048 | Hardware | M5 X 8MM CHEESE HEAD SCREW
XS00725 | Hardware | M6 X 12 MM SLOTTED HEX HEAD SCREW rohs
XS50004 | Hardware | WASHER
CQ41740#C#TF | Link-Cu | TQ3 FIXED FEEDER 250SP ADAPTOR
SPE0021100005 | PLUG & SOCKET | SOCKET 10A,240V, SP
SPE0185200003 | Communication | MGATE MB3180,1-PORT STANDARD MODBUS GATE
SPE0185900001 | Communication | RS485 9 PIN CONNECTOR FEMALE DB9
CQ74684 | MS | DOOR-700
TQ44701#2P4W85CTF | Link-Cu | BUSBAR TQ3 - 850W
XN00021 | Hardware | M5 CHEESE HEAD SCREW
XS00053 | Hardware | WASHER
XS00275 | Hardware | M8 X 55MM HEXAGON HEAD SCREW
XW00054 | Hardware | WASHER
XW60042 | Circlip | CIRCLIP C 0.9 X 7
SH67256 | Hardware | SCREW FOR BOTTOM COVER
SPE0117803151 | CT VT | 160A/1A,15VA,CL1,RESIN CAST (CLASS-F)
SPE0511700001 | Communication | ETHETNET MODULE:10/100BASE-T FOR MB TCP
CQ74683 | MS | DOOR-600
SH49070W850CTF | Link-Cu | BUSBAR
ST33301Q05N | MS | DOOR BLANK 500
SA74628 | Shroud | SHROUD FN 63
CF73378###2T16 | MS | BUSBAR SHIELD
SPE0005801350 | Meter | AMMETER AE,0-15-120A,CLASS 1.5,NOT APPLI
CQ42253 | Link - AL | Busbar TQ3
CQ74677 | MS | 320W AUX BASE PLATE
SZS7844T2 | MS | BARRIER IN 320W
SZS7788LT16 | MS | I/P BARRIER-TOP
TF75514DR03 | MS | RELAY DOOR
TF75541DR20 | MS | RELAY DOOR
SPE0303300001 | Communication | CMRI-1010,LCD DISP (16 LI X24 CH),RS-232
SPE0513000001 | Communication | UNIVERSAL OPTICAL PROBE:REQUIRED
SPE0513100001 | Communication | RS 232 COMMUNICATION CABLE
SPE0513200001 | Communication | USB CABLE
SPE0513300001 | Communication | FAST CHARGER
SPE0513400001 | Communication | USER MANUAL &amp; CD
SPE0513500001 | Communication | CARRY CASE
ACBSCWE971-132 | ACB | ACB 2000 A , MANUAL
SH98015 | ACB | CRADLE 2000HE 3P C-POWER(E)WITH RACK.I/L
SPE0117801030 | CT VT | 1600A/1A,15VA,CL0.5S,RESIN CAST (CLASS-E
SPE0123801903 | CT VT | 1600A/1A,15VA,5P10 CT
SPE0293501658 | Sel Sw | SALZER D-DC STD,16A,2P,2POS SWITCH
SPE0322500001 | Relay | RING CONN:CTR601NNNNNNNNXG
SA75649 | MS | TOP PLATE (WELDED) TQ3- DF BOT. BB
TF75549 | MS | RELAY DOOR -450H -800W
TF75550 | MS | RELAY DOOR - 450H-800W
TF75551 | MS | BKT FOR PREMIER 300 KWH METER
TF75552##B1 | Link - AL | D/L 2000H 3P (1600A) 3P 450H+750H
TF75552##B2 | Link - AL | D/L 2000H 3P (1600A) 3P 450H+750H
TF75552##B3 | Link - AL | D/L 2000H 3P (1600A) 3P 450H+750H
TF75552##R1 | Link - AL | D/L 2000H 3P (1600A) 3P 450H+750H
TF75552##R2 | Link - AL | D/L 2000H 3P (1600A) 3P 450H+750H
TF75552##R3 | Link - AL | D/L 2000H 3P (1600A) 3P 450H+750H
TF75552##Y1 | Link - AL | D/L 2000H 3P (1600A) 3P 450H+750H
TF75552##Y2 | Link - AL | D/L 2000H 3P (1600A) 3P 450H+750H
TF75552##Y3 | Link - AL | D/L 2000H 3P (1600A) 3P 450H+750H
TF75553##N1 | Link - AL | D/L 'N' 2000H 3P (450H+750H)
TF75553##N2 | Link - AL | D/L 'N' 2000H 3P (450H+750H)
SPE0005801921 | Meter | AMMETERRISHAB,0-550A,CLASS 1.5,NOT APPLI
SPE0023400092 | Meter | VOLTMETER MOVING IRON (AC),0-500V,RISHAB
SPE0040601330 | Meter | 0-630A,MOVING IRON (AC) AMMETER
SPE0114400020 | Timer | MICON 175,240V AC,24V AC/DC,12ODT4,#GICE
SPE0117801085 | CT VT | 630A/1A,15VA,CL1,RESIN CAST (CLASS-E)
SPE0117803161 | CT VT | 550A/1A,15VA,CL1,RESIN CAST (CLASS-E)
SPE0243300011 | Relay | SM500,3PH 4W,240V AC,BASE / DIN RAIL
CQ41347###YC## | Link-Cu | MNX400 IC LINK - CI FDR
CQ41347##RBC## | Link-Cu | MNX400 IC LINK - CI FDR
CQ41348####C## | Link-Cu | MNX400 TERM ADAPTOR - RB PH
CQ41349####CGF | Link-Cu | INCOMING LINK ADAPTER - RYB
CQ41352####C## | Link-Cu | O/G LINK-R
CQ41353####C## | Link-Cu | O/G LINK-Y
CQ41354####C## | Link-Cu | O/G LINK-B
CQ41355####C## | Link-Cu | O/G LINK-N
CQ41356###BC## | Link-Cu | MNX400 BC RISER LINK-B
CQ41356###YC## | Link-Cu | MNX400 BC RISER LINK-Y
CQ41357####C## | Link-Cu | MNX400 BC RISER LINK - R
CQ41358####CGP | Link-Cu | INCOMING LINK - N
CQ41359####C## | Link-Cu | RISER LINK - N
CQ41360##B1 | Link-Cu | FN630+MNX650_CONN LINK_CI FDR
CQ41360##B2 | Link-Cu | FN630+MNX650_CONN LINK_CI FDR
CQ41360##R1 | Link-Cu | FN630+MNX650_CONN LINK_CI FDR
CQ41360##R2 | Link-Cu | FN630+MNX650_CONN LINK_CI FDR
CQ41360##Y1 | Link-Cu | FN630+MNX650_CONN LINK_CI FDR
CQ41360##Y2 | Link-Cu | FN630+MNX650_CONN LINK_CI FDR
CQ41361#####GP | Link-Cu | FN630 NEUTRAL IC LINK - CI FDR
CQ41362###B | Link-Cu | MNX650 IC LINK - CI FDR
CQ41362###R | Link-Cu | MNX650 IC LINK - CI FDR
CQ41362###Y | Link-Cu | MNX650 IC LINK - CI FDR
CQ41363#####GP | Link-Cu | INCOMING LINK ADAPTER - RYB
CQ72127###3 | MS | C BRACKET - AUX EQUIP MOUNTING PLATE
CQ72128###3 | MS | AUX EQUIP MOUNTING PLATE-RIGHT
CQ72172 | MS | CONTACTOR BASE PLATE
CQ72951##11 | MS | SIDE PARTITION - FN400+MNX400 CI FDR
CQ72969 | MS | FEEDER SIDE PARTITION - MNX400 BC
CQ72970 | MS | DOOR-900
CQ72975 | MS | CONTACTOR BASE PLATE - MNX650
CQ72981 | MS | DOOR-1100(MNX650+FN630-CI)
CQ73007 | MS | INTERPANEL BARRIER
SA75645 | MS | Top Plate SF TB/BB (welded)
SA75655HOLE | MS | SIDE PARTITION
SA93230 | MS | DOOR 300MM FN125 TQ3
TQ31625D | MS | DOOR 800 FN250
TQ54395##LB | MS | ANGLE FOR BASE PLATE FXG.
TQ55548 | MS | BUS SUPPORT BRACKET
TQ61093####CGP | Link-Cu | B/C DRP. LINK R FN400 FIX
TQ61094####CGP | Link-Cu | B/C DRP. LINK Y FN400 FIX
TQ61095####CGP | Link-Cu | B/C DRP. LINK B FN400 FIX
TQ61096####CGP | Link-Cu | LINK 'N' B/C FN400- TQ3-FIX
ACBSCRE129-1708 | ACB | ACB 2000 A , ELECTRICAL-(Motor oprtd-S.
SH00026E09E | CT VT | 1250-1600/1A 15VA CL5P10 BPL ERC CT
SPE0107801071 | CT VT | 1600A/1A CLPS CTs
SPE0107801072 | CT VT | 1600A/1A CLPS CTs
SPE0454000011 | Relay | ABB RELAY:HBFHAEAGABC1BNN11G
SPE0454000130 | Relay | ABB RELAY:HBFDACADABC1BNN11G
CF44809 | Link - AL | BUSBAR-RYBN
CF76682 | MS | ACB DOOR-750H 800W
CF76683 | MS | RELAY DOOR-450H 800W
CF76684 | MS | RELAY DOOR-600H 800W
FF13103#RJ3 | MS | ACB CROSS CHANNEL
SA75969RJ36 | MS | INTERPANEL BARRIER RHS FRONT
SA77803#TF9PL | MS | I/C BARRIER
SH21710T9AN | MS | I/C BARRIER TF9 BB TOP MOST
SH21711#MIDTF9 | MS | I/C BARRIER TF9 MID
SH21711#TOPTF9 | MS | I/C BARRIER TF9 TOP
TF54630 | PR | EARTH LINK-TF900 FOR TWO POINT FIXING
TF74964#1 | MS | CABLE LINK SUPPORT 2000C 4P
TF74964#2 | MS | CABLE LINK CLAMP 2000C 4P
SPE0005800841 | Meter | AMMETER RISHAB,0-40A,CLASS 1.5
SPE0005800847 | Meter | AMMETER RISHAB,0-75A,CLASS 1.5
SPE0005800850 | Meter | AMMETER RISHAB,0-200A,CLASS 1.5
SPE0005800856 | Meter | AMMETER RISHAB,0-125A,CLASS 1.5
SPE0228700092 | CT VT | CONTROL TRAFO, 3000 VA, 415 V/240 V
SPE0228700117 | CT VT | CONTROL TRAFO, 3000 VA, 415 V/24 V
CQ73126 | MS | DOOR-500
CQ74675 | MS | DOOR-600
SA72437 | MS | BRACKET (TOGGLE SWITCH)
SA73278#RJ3 | MS | 3MM BOTTOM PLATE CBC DF TQ3
SH77610 | MS | BRACKET
TQ31136 | MS | DOOR-200 BLANK WITH CP CUTOUT.
TQ57987 | MS | CBCT MOUNTING BRACKET
TQ63835T315 | MS | BRACKET FOR HORIZONTZL MTB TQ3
SH00026E04R | CT VT | 250-300/1A 15VA CL5P10 BPL RC CT
SH00026E05R | CT VT | 400-600-800/1A 15VA CL5P10 BPL RC CT
SPE0107801075 | CT VT | 4000A/1A CLPS CTs
SPE0123801396 | CT VT | 4000A/1A,15VA,5P10 CT
SPE0123802150 | CT VT | 4000A/1A,15VA,5P10 CT
SPE0160300005 | Terminal | ELMEX MARKR KN6.5,1-100
SPE0160300009 | Terminal | ELMEX MARKR KN8,1-10
SPE0160600009 | Terminal | ELMEX MARKR KN6.5,101-200
SPE0293501475 | Sel Sw | SALZER DR-DC IP2X REAR TERM,16A,3P,4POS
SPE0293501662 | Sel Sw | SALZER DR-DC IP2X REAR TERM,16A,2P,4POS
SPE0341400067 | Relay | 7SJ66 RELAY- 7SJ6611-6EB90-1FE0-L0S
SPE0341400068 | Relay | 7SJ66 RELAY- 7SJ6621-6EB90-1FE4-L0S
SPE0341400069 | Relay | 7SJ66 RELAY- 7SJ6631-6EB90-1FA4-L0S
SPE0341400070 | Relay | 7SJ66 RELAY- 7SJ6621-6EB90-1FA0-L0S
SPE0341400071 | Relay | 7SJ66 RELAY- 7SJ6612-6EB90-1FB0-L0S
SPE0341400072 | Relay | 7SJ66 RELAY- 7SJ6622-6EB90-1HF0-L0S
UW108SXBA200019297 | ACB | UW F1 800A S 3P EB B/C
UW108SXC0000019300 | ACB | UW F1 800A S 3PCRADLE
UW110SXBA200019305 | ACB | UW F1 1000A S 3P EB B/C
UW110SXC0000019301 | ACB | UW F1 1000A S 3PCRADLE
UW350HFBA200019307 | ACB | UW F3 5000A H 4P EB B/C
UW350HFC0000019303 | ACB | UW F3 5000A H 4PCRADLE
SPE0301400027 | Sel Sw | SWITRON BREAKER CONTROL SWITCH
CA41687UY59TF | Link-Cu | PCC HZ. EARTH BAR-CU-1000, 440 - TIN
CA41687UY85TF | Link-Cu | PCC HZ. EARTH BAR-CU-600 - TIN
CA41687UY97TF | Link-Cu | HEB - 600 W + 1000 W + 300 W
CA42736UYXX | Link - AL | VERTICAL EARTH BAR 2400 HEIGHT-AL 1
CA70332T122 | MS | REAR IPBARRIER 24HX1260DX410BBC
CA70333QX12 | MS | IP BARRIER-IP4X-BOTTOM 1260D
CA71558A066 | PR | LIFTING ANGLE 1000, 440
CA71558A107 | PR | LIFTING ANGLE - 600+1000+300
CA71760X1XX | Shroud | ACB PARTITION 1000W
CA71874B11R | MS | TOP PLATE COVER 1000X1000 PANL REAR
CA71874B1BR | MS | CANOPY 1000W REAR 1260
CA71874B1XF | MS | CANOPY 1000W FRONT
CA72945XX11 | PR | JOINT SHROUD 410 CU HBB 10X150
CA72945XXX1 | Shroud | JOINT SHROUD 1
CA73267XXX2 | MS | ACB BREAKER PLATE 6 X 50 VEB
CA75561XXXX | MS | ACB TOP SHROUD FIXING CHNL- RIGHT TOP
CA75562W6XX | MS | WIDTHWISE SHROUD FIXING BRACKET-T T
CA75596PX4X | MS | FR1-2T-ACB SHROUD FIXING BRACKET
CA75631QXX5 | MS | FRNT LHS -FR1-4P-800W-640H
CA91503B11F | PR | FRAME ASSY FRONT 1000W X 1000D
CA91670XX19 | MS | ASSEMBLY PCC 1260D TO MCC END COVER
CA91670XX20 | MS | ASSEMBLY PCC 1260D TO MCC END COVER
CA93028G3XX | MS | RR DR ASSY ML 2400H 410BBC 300W
CA93028G4XX | MS | R DOOR - MLVR-440WX2400HX410BB
CA93028G6F2 | MS | RR DR ASSY ML FR2 2400H 410BBC 600W
TH77000X646 | MS | VERTICAL BASE PLATE - 'C' COMPT
TH77018X176 | MS | SLOTTED VTL BASEPLATE FOR C-COMP VT
CA41337MLJ1 | Link - AL | BOTTOM TR HORIZONTAL OG LINK B,Y & R PHA
CA41337MLJ2 | Link - AL | BOTTOM TR HORIZONTAL OG LINK Y & R PHASE
CA41539LLC1 | Link-Cu | RISER B1 PHASE 2 TR AL OMG BRKR
CA41539LLC2 | Link - AL | RISER B 2PHASE 2 TR AL OMG BRKR
CA41540LLB1 | Link - AL | RISER Y1 PHASE 2 TR AL OMG BRKR
CA41540LLB2 | Link - AL | RISER Y2 PHASE 2 TR AL OMG BRKR
CA41542XXXX | Link - AL | MID BR TO DRPR LINK STRGHT B1 OMG BRKR
CA41543LLB1 | Link - AL | MID BRKER TO DRPR LINK Y1 OMG BRKR
CA41544LLA1 | Link - AL | MID BREAKER TO DROPPER R1 PHASE 2 TR AL
CA41545XXX1 | Link - AL | DROPPER ALUMINIUM 1
CA41545XXX5 | Link - AL | DROPPER PCC (2 TIER ALUMINIUM)
CA41551XXXX | Link - AL | L LINK
CA41554XXXX | Link - AL | SPACERS
CA42584ZHJ1GP | Link - AL | FR3-5k-CRADLE TOP ADAPTOR-AL
CA42584ZHJ2GP | Link - AL | FR3-5k-CRADLE TOP ADAPTOR-AL
CA42584ZHJ3GP | Link - AL | FR3-5k-CRADLE TOP ADAPTOR-AL
CA42584ZHJ4GP | Link - AL | FR3-5k-CRADLE TOP ADAPTOR-AL
CA42584ZHJ5GP | Link - AL | FR3-5k-CRADLE TOP ADAPTOR-AL
CA42584ZHJ6GP | Link - AL | FR3-5k-CRADLE TOP ADAPTOR-AL
CA42585XHJ1GP | Link - AL | FR3-5KA-Al-CRADLE BOTTOM ADAPTOR
CA42585XHJ2GP | Link - AL | FR3-5KA-Al-CRADLE BOTTOM ADAPTOR
CA42585XHJ3GP | Link - AL | FR3-5KA-Al-CRADLE BOTTOM ADAPTOR
CA42585XHJ4GP | Link - AL | FR3-5KA-Al-CRADLE BOTTOM ADAPTOR
CA42585XHJ5GP | Link - AL | FR3-5KA-Al-CRADLE BOTTOM ADAPTOR
CA42585XHJ6GP | Link - AL | FR3-5KA-Al-CRADLE BOTTOM ADAPTOR
CA42675MLH1 | Link - AL | NEUTRAL ISO LINK-2T TOP AL-FR1 OMEGA
CA42676LLH6 | Link - AL | NEUTRAL LINK1 MID-2TR AL OMEGA
CA42677XXXX | Link - AL | NEUTRAL ISO LINK-2T MID AL-FR1 OMEGA
CA42682MLH2 | Link - AL | N LINK 1 TOP-2TR AL OMEGA-DDIL
CA42690KLH1 | Link - AL | NEUTRAL-ISO DIRCT LINK-FR1-OMEGA-2T-TOP-
CA42690KLH2 | Link - AL | NEUTRAL-ISO DIRCT LINK-FR1-OMEGA-2T-TOP-
CA42691KLA1 | Link - AL | DLINNK-FR1-2T-TOP-DDNIL-AL-R1
CA42691KLA2 | Link - AL | DLINNK-FR1-2T-TOP-DDNIL-AL-R2
CA42691KLB1 | Link - AL | DLINNK-FR1-2T-TOP-DDNIL-AL-Y1
CA42691KLB2 | Link - AL | DLINNK-FR1-2T-TOP-DDNIL-AL-Y2
CA42691KLC1 | Link - AL | DLINNK-FR1-2T-TOP-DDNIL-AL-B1
CA42691KLC2 | Link - AL | DLINNK-FR1-2T-TOP-DDNIL-AL-B2
CA45101XXX1 | Link - AL | DROPPER NEUTRAL -AL-2T-DDNIL
CA45102KLA1 | Link - AL | IC DL-3P-AL-DDIL-2T-T
CA45102KLB1 | Link - AL | IC DL-3P-AL-DDIL-2T-T
CA45102KLC1 | Link - AL | IC DL-3P-AL-DDIL-2T-T
CA61038XXXX | PR | PULTRUTED SPRT CU_3K_OM
CA61692XXX2 | PR | DROPPER SUPPORT-3P-REAR-DDIL-AL-FR1
CA61693XXX2 | PR | DROPPER SUPPORT-3P-AL-FR1
CA70334AX12 | MS | SUPPORT CHANNEL HALF LENGTH-REAR
CA70337AX12 | MS | SUPPORT CHANNEL FULL LENGTH-REAR
CA71377XXXX | MS | SPRTNG CHNL OG LINK FRNT TP TIER 2700 AL
CA71909XXXX | MS | OG LINK SUPPORTING CLAMP CHNL 1
CA71951PX4P | MS | SPRT CLAMP FOR V LINK 4000A_AL_4P
CA71954QX4P | MS | SPRT CHANNEL V LINK 4000A_AL_4P
CA72618XXXX | MS | OG LINK CLAMP CHNL
CA72619XXXX | MS | OG LINK FIX CHNL
CA72778XXX1 | MS | N-SUPPORT PLATE TOP-FR1-2T-OMEGA-DDIL
CA73066XXXX | MS | N-SUPPORT PLATE TOP-FR1-2T-OMEGA
CA73836XXXX | MS | FRONT SUPPORTING PLATE-TT
CA73974QX1X | MS | MS RISER PRT BOT-BC-CU-FR1-1000D
CA74406QX1X | Shroud | REAR &amp; BOTTOM SHROUD - TOP DUCT
CA74406QX1Y | Shroud | REAR &amp; BOTTOM SHROUD - TOP DUCT
CA74406QX1Z | Shroud | REAR &amp; BOTTOM SHROUD - TOP DUCT
CA75560QXX3 | Shroud | OG ABOVE PC PARTITION-FR1
CA75560XXXX | Shroud | OG ABOVE PC PARTITION-FR1
CA75569QXX3 | MS | MS OG LINK ABOVE PARTITION-600W
CA75570XXXX | MS | BT-IC ABOVE HOR PARTITION-NW
CA75571QXX2 | MS | BT-IC REAR VERTICAL PARTITION-FR1
CA75574XXXX | MS | OG SPRT CHANNEL HORI-2T-M-BOT-3P-600W
CA75577XXXX | MS | OG SPRT CHANNEL HORI-2T-M-BOT-3P-600W
CA75578XXXX | MS | OG SPRT CHANNEL HORI-2T-M-BOT-3P-600W
CA75579XXXX | MS | OG LINK CLAMP CHNL(FRONT)
CA75581XXXX | MS | DROPPER BOTTOM SUPPORT-DDIL
CA75582XXXX | MS | DROPPER BOTTOM SUPPORT-DDIL-3P-FR1-AL
CA75590PX6X | Shroud | OG LINK REAR PARTITION
CA75591PXX3 | MS | FR1-TPN-2T-TOP FIXING BRACKET-REAR
CA75592QXX2 | Shroud | REAR NEUTRAL LINK SHROUD-TT
CA75593QXX3 | MS | N OG PARTITION-2T TOP-TIER-1000D
CA75594QXX3 | MS | REAR IC PARTITION - FR1- CU 2T
CA75599Q12X | MS | FR1-HBB BELOW PARTITION-1100D-2T
CA75611QXX2 | MS | ACB PARTITION 2T MID- MS SHROUD
CA75623XXXX | MS | DRPR PARTITION-TOP-TT-AL-DDIL
CA75624XXXX | MS | C-SUPPORTING CHANNEL-2T-AL-DDNIL/DDIL
CA75626XXXX | MS | DROPPER PARTITION-TOP-MT-AL-DDIL
CA75627XXXX | MS | DRPR PARTITION-MT-BOT-AL-DDIL
CA75628QXX1 | MS | 2T-OG LINK ABOVE PARTITION-AL-3P-600W
CA75628QXX2 | MS | 2T-OG LINK ABOVE PARTITION-AL-3P-600W
CA75628QXX3 | MS | 2T-OG LINK ABOVE PARTITION-AL-3P-600W
CA75629QXX2 | MS | BTM-DEPTHWISE SHROUD-CU/AL-DDNIL/DDIL
CA75630QXX3 | Shroud | DROPPER BOTTOM SHROUD
CA75634QXX1 | MS | 2T-M-IC B&amp;Y LINK SUPPORT-FR1-AL
TH36650XXXX | MS | CABLE LINK ABOVE BARRIER
TH37887XX16 | MS | OG LINK SUPPORTING BKT
TH38913XXXX | MS | REAR CONTROL TERMINAL MOUNTING BKT
TH38998XXXX | MS | CABLE LINK ABOVE BARRIER
TH41645XXA2 | Link - AL | DLINNK-FR1-2T-TOP-DDNIL-AL-R2
TH41645XXB2 | Link - AL | DLINNK-FR1-2T-TOP-DDNIL-AL-Y2
TH41645XXC2 | Link - AL | DLINNK-FR1-2T-TOP-DDNIL-AL-B2
TH41648BLB6 | Link - AL | LINK JOINING FROM RISER TO DROPPER B PHA
TH41648BLC6 | Link - AL | LINK JOINING FROM RISER TO DROPPER Y PHA
TH41649LLA6 | Link - AL | LINK JOINING FROM BREAKER TO DROPPER R P
TH41861KLA1 | Link - AL | DLINNK-FR1-2T-TOP-DDNIL-AL-R1
TH41861KLB1 | Link - AL | DLINNK-FR1-2T-TOP-DDNIL-AL-Y1
TH41861KLC1 | Link - AL | DLINNK-FR1-2T-TOP-DDNIL-AL-B1
TH48194MLJ1 | Link - AL | OUTGOING LINK AL
TH48194MLJ2 | Link - AL | OUTGOING LINK AL
TH48194MLJ3 | Link - AL | OUTGOING LINK AL
TH48194MLJ4 | Link - AL | OUTGOING LINK AL
TH48195XXX1 | Link - AL | CABLE LINK - NEUTRAL
TH48196XXXX | Link - AL | NEUTRAL ISOLATION LINK
TH48197MLJ1 | Link - AL | VERTICAL OG LINK 1000D AL PANEL
TH48197MLJ2 | Link - AL | VERTICAL OG LINK 1000D AL PANEL
TH48198XXXX | Link - AL | MID TIER CABLE LINK
TH48199XXX2 | Link - AL | NEUTRAL LINK2-2TR MID AL-FR1 OMEGA
TH50657XXX1 | PR | LINK SUPPORTING PULTRUDED
TH51859XX6X | Shroud | REAR &amp;amp; BOTTOM SHROUD
TH77579XXXX | MS | DROPPER PARTITION-MID-TT-DDIL-3P
TH79005XXXX | MS | BRCKT FOR CTRL TERMINAL (REAR SIDE)
XT00146XXXA | PR | ALU. STUD - 69.3 mm
XT00146XXXK | PR | STUD FOR SUPPORTING
CA70157D1XY | Shroud | IC BARRIER- CONTROL CHAMBER
CA74406QX12 | Shroud | REAR &amp; BOTTOM SHROUD - TOP DUCT
TH37299XXX8 | MS | ETHERNET REAR SIDE ENCLOSURE
TH38559X650 | MS | A CMPT BASE PLATE - EHTERNET
TH78208X940 | MS | ACB DOOR - 600W 580H
TH78208X941 | MS | ACB DOOR - 600W 580H
TH78208X944 | MS | RELAY DOOR - 600W 460H
TH78208X945 | MS | RELAY DOOR - 600W 460H
TH78208X947 | MS | RELAY DOOR - 600W 460H
TH78208X948 | MS | RELAY DOOR - 300W 500H
TH78208X949 | MS | RELAY DOOR - 300W 500H
TH78208X950 | MS | RELAY DOOR - 300 W 560 H
TH78208X951 | MS | RELAY DOOR - 440W 500H
TH78208X952 | MS | RELAY DOOR - 440W 560H
TH78208X953 | MS | RELAY DOOR - 440W 560H
TH78208X955 | MS | 'C' - COMP DOOR 1000W 760H
TH78208X959 | MS | RELAY DOOR - 600W 560H
TH78208X961 | MS | RELAY DOOR - 600W 560H
TH78208X962 | MS | RELAY DOOR - 300 W 560 H
TH78208X963 | MS | RELAY DOOR - 300 W 560 H
TH78208X964 | MS | RELAY DOOR - 300 W 560 H
TH78208X965 | MS | RELAY DOOR - 300 W 560 H
TH78208X967 | MS | RELAY DOOR - 300 W 560 H
TH78208X968 | MS | 'C' - COMP DOOR 1000W 760H
TH78208X976 | MS | RELAY DOOR - 300 W 560 H
TH78208X979 | MS | RELAY DOOR - 440W 560H
TH48203XXX2 | Link - AL | HBB-10X150-600+300+600
TH48203XXX3 | Link - AL | HBB-10X150-600+1000W-BC
TH48203XXX4 | Link - AL | HBB-10X150-1000+440
TH48203XXX7 | Link - AL | HBB-10X150-600W-FR1-2T
SPE0145500216 | CT VT | CBCT FOR CTUM 15,MOP:300MA (MIN)(+- 5%)
CQ71343 | MS | FEEDER TRAY
CQ71343#500 | MS | TRAY
SA50139SUPT | PR | WIRE GUIDE-TQ3
SH25025##04 | MS | COVER PLATE ON VER MIDDLE SLOTTED PILLE
SH25025##06 | MS | WIRE COVER PLATE-600MM
SH57218 | PR | FILLER BETWEEN TRAY & FEEDER
TQ56334 | MS | PLATE FOR FDR
CA41687UY60TF | Link-Cu | PCC HZ. EARTH BAR-CU-1000, 600 - TIN
CA41687UY88TF | Link-Cu | PCC HZ. EARTH BAR-CU-600+1000
CA71558A067 | PR | LIFTING ANGLE 1000, 600
CA72011X658 | MS | Vertical Baseplate
CA42586KLA1 | Link - AL | DIRECT LINK AL DDNIL OMEGA-TOP-R1
CA42586KLA2 | Link - AL | DIRECT LINK AL DDNIL OMEGA-TOP-R2
CA42586KLB1 | Link - AL | DIRECT LINK AL DDNIL OMEGA-TOP-Y1
CA42586KLB2 | Link - AL | DIRECT LINK AL DDNIL OMEGA-TOP-Y2
CA42586KLC1 | Link - AL | DIRECT LINK AL DDNIL OMEGA-TOP-B1
CA42586KLC2 | Link - AL | DIRECT LINK AL DDNIL OMEGA-TOP-B2
CA42649KLE1 | Link - AL | DIRECT LINK AL DDNIL OMEGA-TOP
CA42649KLF1 | Link - AL | DIRECT LINK AL DDNIL OMEGA-TOP
CA42649KLG1 | Link - AL | DIRECT LINK AL DDNIL OMEGA-TOP
CA43064XXX2 | Link - AL | OG CONNECTING LINK1-AL
CA43073XXXX | Link - AL | ISOLABLE LINK-DDIL-FR1-MTX-AL
CA43076XXX1 | Link - AL | NEUTRAL CONNECTING LINK-DDIL-FR1-AL
CA71604XXX3 | MS | OG LINK SUPPORTING CLAMP CHNL
CA72617XXXX | Shroud | OG LINK SHROUD-FR1 4P
CA73053XXXX | MS | N SUPPORTING PLATE-DDIL-FR1-TOP
CA73056XXXX | MS | BRACKET
CA75493QX6W | MS | REAR &amp; BOTTOM SHROUD - TOP DUCT
CA75494QX6X | MS | TOP FIXING SHROUD
CA75584XXXX | MS | DDNIL-AL DL TT EXTRA SUPPORTING-800W
CA91012G658 | MS | PCC ACB DOOR ASSLY.
TH48194MLK1 | Link - AL | OUTGOING LINK AL
TH48194MLK2 | Link - AL | OUTGOING LINK AL
TH48194MLK3 | Link - AL | OUTGOING LINK AL
TH48194MLK4 | Link - AL | OUTGOING LINK AL
TH48195XXX2 | Link - AL | CABLE LINK - NEUTRAL
TH48201KLH5 | Link - AL | DIRECT LINK-AL FR1-DDIL-TPN
TH48201KLH6 | Link - AL | DIRECT LINK-AL FR1-DDIL-TPN
CA91011G646 | MS | DOOR ASSY VACANT 600W X 460H
TH78208X943 | MS | RELAY DOOR - 600W 580H
TH78208X975 | MS | RELAY DOOR - 600W 580H
TH78208X977 | MS | RELAY DOOR - 600W 580H
TH78208X978 | MS | RELAY DOOR - 600W 460H
TH48203XXX5 | Link - AL | HBB-10X150-600+ 1000
TH48203XXX6 | Link - AL | HBB-10X150-1000+ 600
CA44006XXX3 | Link - AL | AL FISHPLATE SDNIL GRIP
CA46878XXX3 | Link - AL | 10x80 AL DROPPER-80PITCH-2400/310
CA47641XXX1 | Link - AL | VERTICAL LINK AL-SDNIL-GRIP
CA47641XXX2 | Link - AL | VERTICAL LINK AL-SDNIL-GRIP
CA47641XXX3 | Link - AL | VERTICAL LINK AL-SDNIL-GRIP
CA47642XXX1 | Link - AL | VERTICAL LINK AL R PH-SDNIL GRIP
CA47642XXX2 | Link - AL | VERTICAL LINK AL R PH-SDNIL GRIP
CA47642XXX3 | Link - AL | VERTICAL LINK AL R PH-SDNIL GRIP
CA47643XXX1 | Link - AL | VERTICAL LINK AL R PH-SDNIL GRIP-DF
CA47643XXX2 | Link - AL | VERTICAL LINK AL R PH-SDNIL GRIP-DF
CA47643XXX3 | Link - AL | VERTICAL LINK AL R PH-SDNIL GRIP-DF
CA47648XXX1 | Link - AL | L LINK 10X80DRP SDNIL-AL
CA47648XXX2 | Link - AL | L LINK 10X80DRP SDNIL-AL
CA47648XXX3 | Link - AL | L LINK 10X80DRP SDNIL-AL
CA47648XXX6 | Link - AL | L LINK 10X80DRP SDNIL-AL
CA47648XXX7 | Link - AL | L LINK 10X80DRP SDNIL-AL
CA47648XXX8 | Link - AL | L LINK 10X80DRP SDNIL-AL
CA47649XXX1 | Link - AL | BEND-LINK 10X80DROPPER-SDNIL-AL
CA47649XXX2 | Link - AL | BEND-LINK 10X80DROPPER-SDNIL-AL
CA47649XXX3 | Link - AL | BEND-LINK 10X80DROPPER-SDNIL-AL
CA47649XXX6 | Link - AL | BEND-LINK 10X80DROPPER-SDNIL-AL
CA47649XXX7 | Link - AL | BEND-LINK 10X80DROPPER-SDNIL-AL
CA47649XXX8 | Link - AL | BEND-LINK 10X80DROPPER-SDNIL-AL
CA47760XXX1 | Link - AL | DIRECT LINK NEUTRAL-AL 10x80-SDNIL
CA47760XXX2 | Link - AL | DIRECT LINK NEUTRAL-AL 10x80-SDNIL
CA47762XXX1 | Link - AL | NEUTRAL LINK-80DRP-AL-1100D-SDNIL
CA47762XXX2 | Link - AL | NEUTRAL LINK-80DRP-AL-1100D-SDNIL
CA66080XXXX | PR | ZLINK SUPPORT TOP 10X80DRP-80kA-80PITCH
CA66081XXXX | PR | ZLINK SUPPORT BOTTOM 10X80DRP-80kA-80PIT
CA77256XXX3 | Shroud | BARRIER-10X80DRP-BOTTOM-80P-2400/310
CA78345XXX3 | MS | L-BKT-DROPPER SHIELD LHS AL 10x80-80P
CA78380XXX2 | MS | LHS IP4X BRACKET
CA97657XXX7 | MS | RHS DRP SHIELD ASM-80PITCH-AL
TH46138AP24 | Link - AL | 10X100 AL SDNIL HBB TX - 900W DF - 2 PNL
CA78892XXX4 | MS | LOWER RATING SHROUD-100A
CA78897XXXX | MS | DIN RAIL HOLDER
CA78910XXX4 | MS | MOULDED CASE-FORM4B SHROUD
CA78919XXXX | MS | SLIDING SHROUD-LHS-MC-COPPER
CA78920XXXX | Shroud | MOULDED CASE TERMINATION-GLAND
CA98054XXXX | MS | FIXED SHROUD-STUD ASSY
TH73399XXXX | MS | FIXED DOOR 240F - 1: 1/2NH
TH73400XXXX | MS | FIXED DOOR 240F - 2: 1/2NH
TH91626KB29 | IC OG Contact | 125A-BRASS-EXTN-35-TPN-2R
TH91626XB29 | IC OG Contact | 125A-BRASS-EXTN-95-TPN-2R
UW110SFBA200019306 | ACB | UW F1 1000A S 4P EB B/C
UW110SFC0000019302 | ACB | UW F1 1000A S 4PCRADLE
UW110SFC0000019304 | ACB | UW F1 1000A S 4PCRADLE
VAG11YF8012AD(M) | Relay | VAG11 RELAY W.D:MADZ 075-11
SH00027E04R | CT VT | 1000-1250/1A 15VA CL5P10 BPL RC CT
SPE0117801461 | CT VT | 1000A/1A,15VA,CL1,RESIN CAST (CLASS-E)
CA41687UY17TF | Link-Cu | PCC HZ. EARTH BAR-CU-600, 600, 440 - TIN
CA43294UYXX | Link - AL | VEB 2400 HEIGHT-310 BC 6.35X50.8 AL
CA54031XXXX | PR | THUNDER LIQUID GASKET
CA70332T111 | MS | REAR IPBARRIER - 2400H 310BB 1100D
CA70333QX11 | MS | IP BARRIER-IP4X-BOTTOM
CA71558A044 | PR | Lifting Angle (600+600+440)
CA72177C411 | MS | Rear Bottom plate
CA91011G644 | MS | DOOR ASSY VACANT 600W X 440H
TH50335X6XX | Shroud | BEHIND BREAKER PARTITION 600W
TH77000X642 | MS | vertical base plate comp. c
TH78000X356 | MS | METERING COMP DOOR 560H 440W CTS
TH78208X931 | MS | METERING DOOR - 600W 320H
TH78208X932 | MS | METERING DOOR - 600W 320H
TH78208X933 | MS | RELAY DOOR - 600W 860H
TH78208X934 | MS | RELAY DOOR - 600W 860H
TH78208X935 | MS | RELAY DOOR - 600W 420H
TH78208X936 | MS | RELAY DOOR - 440W 600H
CA42005KLA1 | Link - AL | RISER LINKS FR1 AL BC OM R PHASE 1
CA42005KLA2 | Link - AL | RISER LINKS FR1 AL BC OM R PHASE 2
CA42005KLA3 | Link - AL | RISER LINKS FR1 AL BC OM R PHASE 3
CA42005KLB1 | Link - AL | RISER LINKS FR1 AL BC OM Y PHASE 1
CA42005KLB2 | Link - AL | RISER LINKS FR1 AL BC OM Y PHASE 2
CA42005KLB3 | Link - AL | RISER LINKS FR1 AL BC OM Y PHASE 3
CA42005KLC1 | Link - AL | RISER LINKS FR1 AL BC OM B PHASE 1
CA42005KLC2 | Link - AL | RISER LINKS FR1 AL BC OM B PHASE 2
CA42005KLC3 | Link - AL | RISER LINKS FR1 AL BC OM B PHASE 3
CA42005KLD1 | Link - AL | RISER LINKS FR1 AL BC OM N PHASE 1
CA42005KLD2 | Link - AL | RISER LINKS FR1 AL BC OM N PHASE 2
CA42007RLAX | Link - AL | MINIBUS: 4P BC 600W AL
CA42007RLBX | Link - AL | MINIBUS: 4P BC 600W AL
CA42007RLCX | Link - AL | MINIBUS: 4P BC 600W AL
CA42007RLDX | Link - AL | MINIBUS: 4P BC 600W AL
CA42532BLJ3 | Link - AL | RYB OG LINK 1 AL-FR1 4P -OMEGA
CA45248KLA1 | Link - AL | AL DLINK-SDNIL-FR1-OM-50x10
CA45248KLA2 | Link - AL | AL DLINK-SDNIL-FR1-OM-50x10
CA45248KLA3 | Link - AL | AL DLINK-SDNIL-FR1-OM-50x10
CA45248KLB1 | Link - AL | AL DLINK-SDNIL-FR1-OM-50x10
CA45248KLB2 | Link - AL | AL DLINK-SDNIL-FR1-OM-50x10
CA45248KLB3 | Link - AL | AL DLINK-SDNIL-FR1-OM-50x10
CA45248KLC1 | Link - AL | AL DLINK-SDNIL-FR1-OM-50x10
CA45248KLC2 | Link - AL | AL DLINK-SDNIL-FR1-OM-50x10
CA45248KLC3 | Link - AL | AL DLINK-SDNIL-FR1-OM-50x10
CA45524SLA1 | Link - AL | SDNIL-310 BBC BUS COUPLER DROPPER
CA45524SLA2 | Link - AL | SDNIL-310 BBC BUS COUPLER DROPPER
CA45524SLB1 | Link - AL | SDNIL-310 BBC BUS COUPLER DROPPER
CA45524SLB2 | Link - AL | SDNIL-310 BBC BUS COUPLER DROPPER
CA45524SLC1 | Link - AL | SDNIL-310 BBC BUS COUPLER DROPPER
CA45524SLC2 | Link - AL | SDNIL-310 BBC BUS COUPLER DROPPER
CA45524SLD2 | Link - AL | SDNIL-310 BBC BUS COUPLER DROPPER
CA45529KLD1 | Link - AL | FR1-Al-SDNIL-NEUTRAL
CA45529KLD2 | Link - AL | FR1-Al-SDNIL-NEUTRAL
CA46835XXXX | Link - AL | 9.5 mm AL SPACER
CA61072XXXX | PR | PULTRUDED SPRT FR1 AL BC 4P OM
CA70337AX11 | MS | SUPPORT CHANNEL FULL LENGTH-REAR
CA71973XXXX | MS | MINIBUS_SPRT_CHNL1_DDNIL_2250_OM
CA71974XXXX | MS | MINIBUS_SPRT_CHNL2_DDNIL_2250_OM
CA71976AD11 | MS | CHNL LINK 2250A AL_OM
CA71977XXXX | MS | DRPR_CLMP_SPRT_CHNL_DDNIL_2250_OM
CA72661AD11 | MS | MINIBUS SPRT CHNL 2-FR1 AL BC-OM-1000D
CA72670XXXX | MS | VERTICAL SUPPORT-BC-MINIBUS
CA74275QY11 | MS | MS RISER PARTITION BOT-BC-FR2/3
CA74345QX6X | MS | FR3 CU 2500A BC MINIBUS REAR SHROUD
CA74346AX6X | MS | FR1 CU 3000A BC MINIBUS CLAMP FIXING
CA75552XXXX | MS | FR1 AL MINIBUS-EXTRA SPRT- CHNL-600W
CA75553XXXX | MS | FR1 AL MINIBUS-EXTRA SPRT- CHNL-BOT
CA75554XXXX | MS | FR1 AL MINIBUS-EXTRA SPRT- CHNL-TOP
TH36337X6XX | MS | HBB REAR SHIELD
TH37299XXX7 | MS | ETHERNET REAR SIDE ENCLOSURE
TH37326XX4X | MS | TOP 440W - BC REAR SHROUD
TH37327XX4X | MS | BOTTOM 300W - BC REAR SHROUD
TH38176XXXX | MS | ETHERNET SWITCHMOUNTING BKT
TH44479XXX1 | Link - AL | TS AL BUSBAR
TH48192MLP1 | Link - AL | OG_NEUTRAL_LINKS
TH48193XXX1 | Link - AL | HBB SDNIL-10X100 AL 600+600 TS
TH48193XXX2 | Link - AL | HBB SDNIL-10X100 AL-440 B/C DROPPER
TH46138AP14 | Link - AL | 10X100 AL SDNIL HBB TX - 900W DF - 1 PNL
CA78935XXX3 | MS | TOP SHROUD-TYPE-1 ADAPTOR FEEDER
TH91626XC29 | IC OG Contact | 250A-COPPER-EXTN-95-TPN-2R
TH78208X980 | MS | METERING COMPT DOOR - 560H 440W
TH78208X972 | MS | FEEDER DOOR - 600 W 640 H
SPE0356000047 | Communication | IVEONET PATCHCORD:IFPC-SC-SC-OS1-DX-10
8036510110A | Powder | EPOXY POLYSTER POWDER HIGH GLOSS,RAL7032
8108022128 | PR | HS TUB 128L/F(XA25046)6X100BB TF3 M
8108022170 | PR | HS TUB 190L/F(XA25068)6X150BB TF3 M
CA54059UG31 | PR | HHB RED SUPPORT-GA-WITH SLEEVE-100+100
CA56054FGFX | PR | EXTENTION POWER CONTACT SUPPORT
CA56089FZFX | PR | CAM INDEXING FULL WIDTH MECHANISM
CA56092FZFX | PR | COVER CONTROL FASCIA
CA78908XX10 | PR | VACANT SHROUD-FRONT
CA78910XXX5 | PR | MOULDED CASE-FORM4B SHROUD
CA78910XXX6 | PR | MOULDED CASE FORM4B SHRD
CA96251FZFX | PR | MOVING CONTACT BASE 800A
CA96673XX10 | PR | SCPD ASSY_ TX - MODULE
CA96673XXX5 | PR | SCPD ASSY_DM16_DM100_DM160/250
CA97192XXX8 | MS | BASIC DOOR ASSY TX FIX FDR 800F
EM96045OOOO | DZ | DZ6-400 3 POLE REAR TERMINATION KIT
SFCPEC0410 | Powder | RAL 9005 SATIN BLACK
SPE0143500147 | ELR | PROKDV ELR,85-275V AC/DC,200MM
SPE0241900479 | Powder | RAL 5011 STEEL BLUE # IN KGS
SYNT144TS | Vendor | PART ASSEMBLED SWITCHBOARD
SYNT144TX | Vendor | PART ASSEMBLED SWITCHBOARD
SYNT144TXMO1 | Vendor | GENERIC FEEDER
TH46133XXXN | Link | CONNECTING LINK
TH46134XXXN | Link | CONNECTING LINK
TH46135XXX1 | Link | DIRECT INCOMER - CABLE LINK
TQ30075 | MS | CONTROL PLATE
CQ74454 | MS | CONTROL PLATE-TQ3
SPE0241900251 | TERMINAL | TRINITY-TBLS-32/15,1M Perforate-11701135
TF25483##MST16 | MS | SHROUDS - EIL
ST23389T16 | MS | CDG MANUFACTURING MATERIAL
SPE0241900250 | TERMINAL | TRINITY-TBLS-35/7.5,1M Perforat-11700332
7432015616 | PR | CU FLAT 3X6X2500 MM 1/2H R0.5
SYWE946TQMO1 | Vendor | GENERIC FEEDER
SYWE946TF | Vendor | PART ASSEMBLED SWITCHBOARD
SYWE946TQ | Vendor | PART ASSEMBLED SWITCHBOARD
SPE0395800096 | PKG | PACK WOODTQ3,2400 mm,644mm DEPTH
EM90034O1OO | DZ | ACC dsine DZ6/7 Shunt 110V dc
DZ6F0400NXD1AOOOO | DZ | MCCB dsine DZ6-400N 400A 4P 50kA VTVM
EM90612OOOO | DZ | DZ6 400A spreader assembly 4P 26mm
CQ42226##N3 | Link | CONNECTING LINKS NE
CQ42226DGN1 | Link | I/C LINK N1
CQ42226DGN2 | Link | I/C LINK N2
CQ42233###2 | Link | "R" IC LINK
CQ42233###3 | Link | "B" IC LINK
CQ42234B### | Link | B RISER LINK
CQ42236B### | Link | RYB" OG LINK
CQ42236R### | Link | RYB" OG LINK
CQ42236Y### | Link | RYB" OG LINK
CQ42237##N1 | Link | CONNECTING LINKS NE
CQ42237##N2 | Link | CONNECTING LINKS NE
CQ42237##N3 | Link | CONNECTING LINKS NE
CF73931##13 | MS | SHIPPING SECTION TERMINAL BKT
CQ73619FRNT | MS | BKT FOR PTB TERMINAL HORIZONTAL
CQ42235 | Link | DZ6 400 SPREADER LINK 4P N
SYXD410TQMO1 | Vendor | GENERIC FEEDER
SYXD410TQ | Vendor | PART ASSEMBLED SWITCHBOARD
SH00022D09R | CT VT | 125/1A 10VA CL1 BPL RC CT
CQ70266 | MS | control plate
SYXD411TQMO1 | Vendor | GENERIC FEEDER
SYXD411TQ | Vendor | PART ASSEMBLED SWITCHBOARD
DZ2T0100HXF1AS1OO | DZ | MCCB DZ2H 100A 3P 80kA iTRP1+ST 110Vdc
CQ42088F | Link | ADAPTOR R &amp; B-UNF
SA42067#####TFF | Link | SPACER - EARTHBAR (6X50CU)-UNF
SL92985OOOO | SPAR | Shutter Assy. 3000 D & 4000 C
CQ74548 | MS | CONTROL PLATE
MPR302BE040 | Relay | MOTOR PROTECTION RELAY 4-11A
SH00022D02R | CT VT | 5-10-15/1A 10VA CL1 WPL RC CT
SPE0117300179 | MCB | DX3,3 POLE,16A,415V AC,C-CURVE
SPE0293501618 | SEL SW | SALZER S-AC STD,16A,8P,4POS SWITCH
TQ30048 | MS | CONTROL PLATE-TQ3
SYRE132TF | Vendor | PART ASSEMBLED SWITCHBOARD
SYRE132TQ | Vendor | PART ASSEMBLED SWITCHBOARD
SYRE132TQMO1 | Vendor | GENERIC FEEDER
SPE0471400117 | Label | LABEL LEGEND PLATE - 1 SET,ANODISED ALUM
DZ2T0050HXF1AS1OO | DZ | MCCB DZ2H 50A 3P 80kA iTRP1+ST 110Vdc
DZ2T0160HXF1AS1OO | DZ | MCCB DZ2H 160A 3P 80kA iTRP1+ST 110Vdc
SYME422TQ | Vendor | PART ASSEMBLED SWITCHBOARD
SYME422TF | Vendor | PART ASSEMBLED SWITCHBOARD
SYME422TQMO1 | Vendor | GENERIC FEEDER
TH51141XXX5 | PR | PVC Bellows
CQ42284#1 | Link | EARTHBAR 1 SIDE HOLE 1M
SYWE945TQMO2 | Vendor | TQ3 MOD-2
SPE0117800631 | CT VT | 160A/1A,10VA,CL1,EPOXY RESIN CAST (CLASS
SPE0117802835 | CT VT | 400A/1A,10VA,CL1,EPOXY RESIN CAST (CLASS
SPE0117802837 | CT VT | 250A/1A,10VA,CL1,EPOXY RESIN CAST (CLASS
CM95685OOOO | DN | ACC dsine MTX3.0 VL Module
SH98989C01 | PKG | 19MM CRATE H=2595,W=948,D=1227,V=0.257
CS94456BOOO | MO | MO250 contactor Coil Drive basic110-240V
CQ42085 | LINK | "R &amp; B" IC LINK
CQ42086 | LINK | "Y" IC LINK
CQ42089 | LINK | R" RISER OG
CQ42090 | LINK | "Y" RAISER OG
CQ42091 | LINK | "B' RAISER OG
CQ42092 | LINK | O/G LINK R DZ6-250A
CQ42093 | LINK | "Y" OG LINK DZ6-250A
CQ42094 | LINK | "B" OG LINK DZ6-250A
CQ42109 | LINK | "R" IC LINK-DZ6-400A
CQ42110 | LINK | "Y" IC LINK
CQ42111 | LINK | "B" IC LINK
CQ42114 | LINK | "B" RISER OG
CQ42115B### | LINK | "RYB" OG LINK
CQ42115R### | LINK | "RYB" OG LINK
CQ42115Y### | LINK | "RYB" OG LINK
CQ42187###B | LINK | RISER LINK-B
CQ42187###R | LINK | RISER LINK-R1
CQ42187###Y | LINK | RIISER LINK-Y
CQ42188##B1 | LINK | RISER LINK-R B
CQ42188##R1 | LINK | RISER LINK-R B
CQ42189 | LINK | RISER LINK-Y
CQ42190###B | LINK | O/G LINK-B
CQ42190###R | LINK | O/G LINK-R
CQ42190###Y | LINK | O/G LINK-Y
CQ42192###1 | LINK | I/C LINK-N
CQ42192###2 | LINK | N ISO LINK
CQ42192###3 | LINK | LINK- N
CQ42193 | LINK | "R &amp; B" IC LINK
CQ74398 | MS | BASE PLATE-MO250
CQ74588 | MS | CONTROL PLATE-BIG
SYWE945TF | Vendor | PART ASSEMBLED SWITCHBOARD
SYWE945TQ | Vendor | PART ASSEMBLED SWITCHBOARD
SYWE945TQMO1 | Vendor | GENERIC FEEDER
CQ42194#####GPF | LINK | "Y" IC LINK-UNF
CQ42238###YF | LINK | MO250 ADAPTOR NON STD-UNF
CQ42238##RBF | LINK | MO250 ADAPTOR NON STD-UNF
SPE0280300004 | END CLAPM
8901010648 | PKG | Polybag for Panel Packing
XA90006. | PR | M12 NUTPLATE 50MM
XT90012HT | PR | M12 NUTPLATE 40MM
XA90007 | PR | 12X70 BOLT
SH98988C05_A | PKG | TQ3,2430 MM,1660 MM,944 MM,CRATE ( DOMESTIC )
SH98988C06_A | PKG | TQ3,2430 MM,2460 MM,944 MM,CRATE ( DOMESTIC )
SH98990C02_A | PKG | TF3,2430 MM,860 MM,1444 MM,CRATE ( DOMESTIC )
SH98990C06_A | PKG | TF3,2430 MM,860 MM,1444 MM,1 AOC,CRATE ( DOMESTIC )
SH98990C08_A | PKG | TF3,2430 MM,1660 MM,1444 MM,1 AOC,CRATE ( DOMESTIC )
SH98990C14_A | PKG | TF3,2430 MM,1180 MM,1444 MM,CRATE ( DOMESTIC )
SH98990C17_A | PKG | TF3,2430 MM,1180 MM,1444 MM,1 AOC,CRATE ( DOMESTIC )
SH98990C18_A | PKG | TF3,2430 MM,1460 MM,1444 MM,1 AOC,CRATE ( DOMESTIC )
SH77475 | PR | CT CLAMP FOR 25 MM WIDE
SH77534 | PR | CT CLAMP FOR 50 MM WIDE
SH03896 | PR | CT CLAMPING PAD TYPE-A, a=25mm, b=100mm
SH03897 | PR | CT CLAMPING PAD TYPE-B, a=50MM ,b=100MM
XK19203 | TERMINAL | PIRI TERM BLOCK-8 WAY(XE19203)
XK19204 | TERMINAL | PIRI TERM BLOCK-12WAY(XE19204)
HC122030 | PB | 2ND ROW CLIP
TECKNIC | PB | ADD IN SPECIAL PURCHASE COL. ALSO ADD LEGEND FOR SAME
SPE0132200540 | WIRE | 4SQMM,GREY,FRLS,650/1100V PVC WIRE
EM90515OOOO | DZ | 400A-EXTERNAL NEUTRAL SENSOR FOR DZ-6
CF90189 | MS | VERTICAL CHANNEL
3TH30220BG4 | 3TH | 3TH30,2NO+2NC,125 V DC
BZT11006 | MCB | Trip Alarm Contact 1NO-1NC; 10kA MCB
CA72151C6XRSS3 | MS | GLAND PLATE
CF70166###U | MS | COUPLING DROPPER SUPPORT
SL92860OOOO | SPAR | Jaw contact 800/1000A C & 630-1250A S1
SPE0101190135 | Relay | EXTR_ITEM SYNC 2000(S6R1) CONVERTOR,KALK
SPE0122400007 | OEN | 2R 24V DC 2 C/O
SPE0123802098 | CT VT | 100A/1A,10VA,5P20 CT
SPE0161300072 | Terminal | CONNECTWELL CF4U TERM
SPE0341400022 | Relay | 7SJ66 RELAY- 7SJ6631-5EB90-1FA0-L0S
SPE0391000001 | Relay | ALSTOM MAKE MVAJM11 RELAY
SXS0476 | CMG | COMMISSIONING SPARE
SYQK031-T | CMG | CR PANEL FOR GENERAL BAY
SYSF955HR | Vendor | HARNESS
SYSF955TF | Vendor | PART ASSEMBLED SWITCHBOARD
SYSF955TQ | Vendor | PART ASSEMBLED SWITCHBOARD
SYSF955TQMO1 | Vendor | GENERIC FEEDER
TF75533B10A#100 | Link | OG CABLE LINKS-RYB
TF75533R10A#100 | Link | OG CABLE LINKS-RYB
TF75533Y10A#100 | Link | OG CABLE LINKS-RYB
TH32291XXXX | MS | 3 PH DUAL CT BKT TOP SUPPORT

## Formula
CAT Macro | CAT Micro | CKT CODE | Item Description | Quantity | Unit Cost | Cost | Cost_PGOH | Cost SrNo. | FEEDER QTY | MAT QTY | UN PRICE | TOAL PRICE | MS | AL | CU | MS | AL | CU | WIRE | WIRE | WIRE | WIRE | WIRE | WIRE | WIRE | WIRE | WIRE
| #N/A | [8 empty] | 0 | 0 | 0 | MS: #N/A; AL: #N/A; CU: #N/A; MS: #N/A; AL: #N/A; CU: #N/A; WIRE: #N/A
#N/A
vprs category | #N/A
|  |  |  | CAT | TP QTY | TP VALUE | VPRS QTY | VPRS VALUE | DIFF QTY | DIFF VALUE

## Sheet3
SA42056 | EARTH LINK DF
SA42061 | VERTICAL EARTHBAR - TQ3
SA42820 | 4 SQ MM CU AUX WIRE BB 3 PANEL
SA42821 | fish plate aux wire busbar
SA43680 | SPACER Z LLINK
SA50107 | BUSBAR GRIP - MOULDED TF-FR
SA50144 | AUX.BUSBAR SUPPORT TQ+TF2 V
SA50319 | TOP TRAY FRONT SF/DF TQ3FR
SA50320 | TOP TRAY REAR DF TQ3FR
SA50321 | TOP TRAY CBC-TQ3
SA50330 | BUS BAR CLAMP TPN - TF3-FR
SA50345 | RACKING NUT - TQ3 M
SA50376 | WIRE SADDLES TF3 M/TQ3 M
SA50379 | DROPPER SUPPORT TQ3
SA50387 | GASKET CONTROL PLATE TQ3
SA50427 | JOINT SHROUD-4" BUS & DROPPER JOINT
SA50431 | JOINT SHROUD 4" BB &DROPPER TQ3
SA50440 | STOPPER NYLON 6, CBC DOOR TQ3 M
SA60403 | HINGE FEMALE TF3 M/TQ3 M
SA60404 | HINGE MALE TF3 M/TQ3 M
SA70242 | BRACKET TQ3 M
SA73250 | TOP COVER REAR 800W
SA73399 | AOC CABLE CLAMP BKT - TF
SA73818 | SIC MEMBER RHS 400MM TQ3
SA73827 | SIC MEMBER LHS 200MM TQ3
SA73970 | BRACKET EARTHIN - TQ3 M
SA74501 | BARRIER ABOVE BREAKER ACB TQ3FR
SA74510 | BARRIER(FRONT COMP450)ACB, TQ3FR
SA74537 | SHROUD PT TQ3
SA74653 | DROPPER BARRIER 300 VCT COMPT TQ3
SA74654 | DROPPER BARRIER 200 VCT COMPT TQ3
SA74655 | DROPP BARRIER VAC. 100 COMPT. TQ3
SA75773A | RACKET BOTTOM -TOP BUS
SA91416 | AUX BUSBAR TERM ASSY TF3,TQ3-FR
SA91417 | X BUSBAR TERM ASSY TF3,TQ3-FR
SA92575 | CAM LOCK-RHS TF3 M/TQ3 M
SH49065 | FIRST 3 PNLS
SH77678 | BKT FOR SAL AND KC SW
SH97674 | TELESCOPIC RAIL-ST23242 & ST23243
ST24150 | SPACER 7 ID X 10 OD X 23MM TF3
ST34205A### | E/B ENDPIECE WITH 2 BOLTS
SZP4409 | EARTH BAR-320 PNL
CM99918OOOO | ACC DM16 ROM-EXTENDED
SA50435 | SIC PULLER TQ3 MAT.-DELRIN500
SA60337 | RACKING SCREW - TQ3 M
SA60342 | ROD - CONTROL PLATE - TQ3 M
SA71986 | GUIDE LOCKING ANGLE TQ-M
SA73032 | DROPPER CONTACT (400A) TQ3
SA73033 | DROPPER CONTACT (UP TO 160A) TQ3
SA73805 | END PLATE LHS 500MM TQ3
SA73807 | END PLATE LHS 700MM TQ3
SA73809 | END PLATE RHS 900MM TQ3
SA73859 | TRAY ABOVE 200MM TQ3
SA73864 | BRACKET CONTROL - TQ3
SA73960 | LOCKING ANGLE - TQ3 M
SA73967 | EARTH LIP TQ3 M
SA73968 | EARTH PLATE FIXED TQ3 M
SA73971 | DROPPER SHIELD (RHS BOTT)DF TQ3
SA73973 | DROPPER SHIELD (LHS BOT) DF TQ3
SA73975 | SUPPORT (DROPPER
SA73980 | ADDON PLATE 100MM
SA73981 | ADD ON PLATE 200MM
SA73996 | CONTACT PLATE
SA74698 | END PLATE LHS
SA74737 | BRACKET HINGE PLATE LHS TQ3
SA74738 | BRACKET HINGE PLATE RHS TQ3
SA74918 | PLATE O/G CONTACT FN 250/400
SA91227 | GUTHKA SUPPORT 30MM
SA92758 | FISH PLATE FOR AUX BUSBAR TF3/TQ3
SA93153 | CHASSIS BASE ASLY TQ3
SB70684 | RHS END PLATE 500MM
SH07057 | SPACE HEATER 240AC 60W
SH31228LH4A | COUPLING BUSBAR TQ3+TF3 100MM COLLAR
SH31228LH5A | COUPLING BUSBAR TQ3+TF3 100MM COLLAR
SH31228LH6A | COUPLING BUSBAR TQ3+TF3 100MM COLLAR
SH78344 | PLATE - O/G CONTACT - 40 FORM4
SH79419##03 | IP2X COVER PLATE FOR LHS SIC - 300
SH79457##03 | SIC BARRIER-RHS FOR SIZE300
SH79457##04 | SIC BARRIER-RHS FOR SIZE 400
SH79457##05 | SIC BARRIER RHS
SH79563 | TRAY TQ3,D/O FEEDER SIZE500 & ABOVE
SZP7270 | BRACKET-TOP CONTROL PLATEB TQ3
SZP7271 | BRACKET-TOP CONTROL PLATEB TQ3
SZP7790 | CONTACT MOUNTING PLATE
SZQ7144 | FILLER PIECE
SZQ7440 | SHROUD - FEEDERS WITH FRAME TQ3 FORM IV
SZQ7449 | SHROUD FEEDERS W/O FRAME
TQ47315##AL | CONN LINK-Y DM400+MNX325
TQ47316##AL | CONN LINK-R B DM400+MNX325
TQ57499 | 365
TQ65672###B | I/C LINK B
TQ65672###R | I/C LINK R
TQ65672###Y | I/C LINK Y
TQ65673###B | RISER LINK-B
TQ65673###R | RISER LINK R
TQ65673###Y | RISER LINK Y
TQ65674###B | RISER LINK-B
TQ65674###R | RISER LINK-R
TQ65674###Y | RISER LINK Y
TQ65675###B | O/G LINK-B
TQ65675###R | O/G LINK-R
TQ65675###Y | O/G LINK-Y
TQ65676 | I/C ADAPTOR-RB

## TP-VPRS procedure
Check fault level
check system (50% or 100% Neutral)
Check form of seperation
Busbar qty
dropper size
aux bus material and size
check no of panels
Check no of feeder as per list of feeder

## TQ Contact Assy
TQ3125AICTN_A | SA73033 | DROPPER CONTACT (UP TO 160A) TQ3 | 4
TQ3125AICTN_B | SA92463 | 125 I/C O/G CONTACT ASSLY.(F) TQ3 | 4
TQ3125AICTP_A | SA73033 | DROPPER CONTACT (UP TO 160A) TQ3 | 3
TQ3125AICTP_B | SA92463 | 125 I/C O/G CONTACT ASSLY.(F) TQ3 | 3
TQ3125AOGTN_A | SA74643 | SHROUD 125A TQ3 | 1
TQ3125AOGTN_A | SA92466 | CONTACT ASSLY. 100A O/G MALE TPN | 1
TQ3125AOGTN_A | SH57272 | BRACKET-O/G TERM SUPPORT 125A TQ3-FORM-3 | 1
TQ3125AOGTN_B | SA92463 | 125 I/C O/G CONTACT ASSLY.(F) TQ3 | 4
TQ3125AOGTP_A | SA74643 | SHROUD 125A TQ3 | 1
TQ3125AOGTP_A | SA92465 | O/G CONTACT 100A TQ3 | 1
TQ3125AOGTP_A | SH57272 | BRACKET-O/G TERM SUPPORT 125A TQ3-FORM-3 | 1
TQ3125AOGTP_B | SA92463 | 125 I/C O/G CONTACT ASSLY.(F) TQ3 | 3
TQ3250AICTN_A | SA73032 | DROPPER CONTACT (400A) TQ3 | 4
TQ3250AICTN_B | SA74638 | HYLAM SHROUD I/C CONTACT TQ3 M | 1
TQ3250AICTN_B | SA92478 | O/G CONTACT 250A TQ3 | 4
TQ3250AOGTN_A | SA74630 | PVC SHROUD O/G ABOVE 250A TQ3 | 1
TQ3250AOGTN_A | SA92461 | O/G CONTACT 250A TQ3D/O | 4
TQ3250AOGTN_B | SA92478 | O/G CONTACT 250A TQ3 | 4
TQ3500AICTN_A | SA73032 | DROPPER CONTACT (400A) TQ3 | 4
TQ3500AICTN_B | SA74638 | HYLAM SHROUD I/C CONTACT TQ3 M | 1
TQ3500AICTN_B | SA92477 | O/C CONTACT 400A TQ3 | 4
TQ3500AOGTN_A | SA74630 | PVC SHROUD O/G ABOVE 250A TQ3 | 1
TQ3500AOGTN_A | SA92461 | O/G CONTACT 250A TQ3D/O | 4
TQ3500AOGTN_B | SA92477 | O/C CONTACT 400A TQ3 | 4

## MM Data
Material Group | Description | Description 2 | Category
A01C | PART ASSEMBLED SWITC | ASSEMBLYPANEL ASSEMBLYPART ASSEMBLED SWITCHBOARD | SY Code
A02 | PHANTOM ASSEMBLY | ASSEMBLYPHANTOM ASSEMBLY | SY Code
A03C | FULL ASSEMBLY | ASSEMBLYSUB ASSEMBLYFULL ASSEMBLY | Electrical Items
A03D | OTHERS | ASSEMBLYSUB ASSEMBLYOTHERS | Electrical Items
C05B | OTHER | CABLE & CABLE ACCESSORIESCOMMUNICATION CABLEOTHER | Communication
D03BCA | BARE | COMMODITYCOPPER & COPPER ALLOYCOPPERFLATBARE | Raw Matl
E03AAAB | OTHER | COMPONENTSFABRICATIONALUMINIUMBUSBARSWITH PLATINGOTHER | AL
E03AAB | WITHOUT PLATING | COMPONENTSFABRICATIONALUMINIUMBUSBARSWITHOUT PLATING | AL
E03ABAB | OTHER | COMPONENTSFABRICATIONALUMINIUMLINKSWITH PLATINGOTHER | AL
E03ABB | WITHOUT PLATING | COMPONENTSFABRICATIONALUMINIUMLINKSWITHOUT PLATING | AL
E03AD | PANEL COMPONENTS | COMPONENTSFABRICATIONALUMINIUMPANEL COMPONENTS | AL
E03CAAC | OTHER | COMPONENTSFABRICATIONCOPPER BUSBARSWITH PLATINGOTHER | Cu
E03CAB | WITHOUT PLATING | COMPONENTSFABRICATIONCOPPER BUSBARSWITHOUT PLATING | Cu
E03CCAC | OTHER | COMPONENTSFABRICATIONCOPPER LINKSWITH PLATINGOTHER | Cu
E03CCB | WITHOUT PLATING | COMPONENTSFABRICATIONCOPPER LINKSWITHOUT PLATING | Cu
E03CD | OTHER | COMPONENTSFABRICATIONCOPPER OTHER | Cu
E03DA | OTHER | COMPONENTSFABRICATIONGIOTHER | GI E/B
E03EB | NATURAL | COMPONENTSFABRICATIONMILD STEELNATURAL | MS
E03EC | WITH PLATING | COMPONENTSFABRICATIONMILD STEELWITH PLATING | MS
E03ED | WITH PAINTING | COMPONENTSFABRICATIONMILD STEELWITH PAINTING | MS
E03HA | SHROUDS | COMPONENTSFABRICATIONPOLYCARBONATE(PC)SHROUDS | Shroud
E03JA | SHROUDS | COMPONENTSFABRICATIONPVCSHROUDS | Shroud
E07AB | OTHER | COMPONENTSMOULDINGOTHEROTHER | Lockable Cam Lock
E07DE | SMC | COMPONENTSMOULDINGTHERMOSETSMC | PR
E12BA | NATURAL | COMPONENTSWELDED ASSEMBLIESMILD STEELNATURAL | Top Base
E12BB | WITH PAINTING | COMPONENTSWELDED ASSEMBLIESMILD STEELWITH PAINTING | MS
E12CB | WITH PAINTING | COMPONENTSWELDED ASSEMBLIESSTAINLESS STEELWITH PAINTING | MS
G02B | CONNECTORS/CONVERTER | COMMUNICATION ACCESSORIESCONNECTORS/CONVERTERS | Communication
G02D | OTHER ACCESSORIES | ELECTRICAL ITEMSCOMMUNICATION ACCESSORIESOTHER ACCESSORIES | Communication
G03 | CONNECTORS | ELECTRICAL ITEMSCONNECTORS | Terminal / TQ Contact
G04A | AC DRIVE | ELECTRICAL ITEMSDRIVESAC DRIVE | Drive
G08 | INDICATORS | ELECTRICAL ITEMSINDICATORS | LED
G11 | LAMP & LUMINARIES | ELECTRICAL ITEMSLAMP & LUMINARIES | CFL
G15 | OTHER | ELECTRICAL ITEMSOTHER | Electrical Items
G16I | OTHER | ELECTRICAL ITEMSPANEL ACCESSORIESOTHER | Electrical Items
G16J | PLUG & SOCKET | ELECTRICAL ITEMSPANEL ACCESSORIESPLUG & SOCKET | PLUG & SOCKET
G16N | SIC | ELECTRICAL ITEMSPANEL ACCESSORIESSIC | SIC
G16O | SPACE HEATERS | ELECTRICAL ITEMSPANEL ACCESSORIESSPACE HEATERS | SP HTR
G16P | SUPPORTS | ELECTRICAL ITEMSPANEL ACCESSORIESSUPPORTS | Pultruted Support
G18GA | LV | ELECTRICAL ITEMSPOWER PANELSSWITCHBOARDSLV | SY Code
G19 | POWER RESISTORS | ELECTRICAL ITEMSPOWER RESISTORS | Resistor
G20B | OTHER | ELECTRICAL ITEMSPOWER SUPPLIESOTHER | PS Mod
G21A | ACCESSORIES | ELECTRICAL ITEMSPUSH BUTTONSACCESSORIES | PB
G21E | OTHER | ELECTRICAL ITEMSPUSH BUTTONSOTHER | PB
G21G | SHROUDED | ELECTRICAL ITEMSPUSH BUTTONSSHROUDED | PB
G23BB | ELECTROMECHANICAL RE | RELAY, TIMERS & COUNTERSRELAYSELECTROMECHANICAL RELAYS | Relay
G23BC | ELECTROSTATIC RELAYS | RELAY, TIMERS & COUNTERSRELAYSELECTROSTATIC RELAYS | Relay
G23BD | NUMERICAL RELAYS | RELAY, TIMERS & COUNTERSRELAYSNUMERICAL RELAYS | Relay
G23BE | OVER LOAD RELAYS | RELAY, TIMERS & COUNTERSRELAYSOVER LOAD RELAYS | Relay
G23C | TIMERS | ELECTRICAL ITEMSRELAY, TIMERS & COUNTERSTIMERS | Timer
G25 | SELECTOR SWITCHES | ELECTRICAL ITEMSSELECTOR SWITCHES | Sel Sw
G30AA | ACCESSORIES | ELECTRICAL ITEMSSWITCHGEARACBACCESSORIES | ACB
G30AB | C-POWER | ELECTRICAL ITEMSSWITCHGEARACBC-POWER | ACB
G30AC | OTHER | ELECTRICAL ITEMSSWITCHGEARACBOTHER | DZ / U-Power
G30AD | U-POWER | ELECTRICAL ITEMSSWITCHGEARACBU-POWER | ACB
G30CB | AUXILLIARY | ELECTRICAL ITEMSSWITCHGEARCONTACTORAUXILLIARY | Contactor
G30CC | POWER | ELECTRICAL ITEMSSWITCHGEARCONTACTORPOWER | Contactor
G30H | FUSE | ELECTRICAL ITEMSSWITCHGEARFUSE | Fuse
G30J | MCB | ELECTRICAL ITEMSSWITCHGEARMCB | MCB
G30K | MCCB | ELECTRICAL ITEMSSWITCHGEARMCCB | MCCB
G30M | MPCB | ELECTRICAL ITEMSSWITCHGEARMPCB | MOG
G30N | OTHER | ELECTRICAL ITEMSSWITCHGEAROTHER | Electrical Items
G30O | PLC | ELECTRICAL ITEMSSWITCHGEARPLC | Communication
G30R | SPARES | ELECTRICAL ITEMSSWITCHGEARSPARES | Electrical Items
G30T | SWITCHES | ELECTRICAL ITEMSSWITCHGEARSWITCHES | Switch
G33A | CONTROL TRANSFORMER | ELECTRICAL ITEMSTRANSFORMERCONTROL TRANSFORMER | CT VT
G33B | CURRENT TRANSFORMER | ELECTRICAL ITEMSTRANSFORMERCURRENT TRANSFORMER | CT VT
G33H | VOLTAGE TRANSFORMER | ELECTRICAL ITEMSTRANSFORMERVOLTAGE TRANSFORMER | CT VT
H02AA | LEADED | ELECTRONIC ITEMSACTIVE COMPONENTSDIODESLEADED | Diode
I02 | CIRCLIP | HARDWARECIRCLIP | Circlip
I08 | OTHER | HARDWAREOTHER | Hardware
I10IAB | MILD STEEL | HARDWARESCREWM5CHEESE HEADMILD STEEL | Hardware
I10LEA | MILD STEEL | HARDWARESCREWM8HEXAGONAL HEADMILD STEEL | Hardware
I13NBB | MILD STEEL | HARDWAREWASHERM6PLAINMILD STEEL | Hardware
J12B | ANNUNCIATOR | INSTRUMENTATIONMETERINGS AND ANNUNCIATIONANNUNCIATOR | ANNUNCIATOR
J12FD | AMMETER | INSTRUMENTATIONMETERINGS AND ANNUNCIATIONMETERAMMETER | Meter
J12FJ | OTHER | INSTRUMENTATIONMETERINGS AND ANNUNCIATIONMETEROTHER | Meter
J12FO | VOLTMETER | INSTRUMENTATIONMETERINGS AND ANNUNCIATIONMETERVOLTMETER | Meter
J12G | MULTIFUNCTION METER | INSTRUMENTATIONMETERINGS AND ANNUNCIATIONMULTIFUNCTION METER | Meter
J12H | TEST TERMINAL BLOCK | INSTRUMENTATIONMETERINGS AND ANNUNCIATIONTEST TERMINAL BLOCK | TTB
J12JA | CURRENT | INSTRUMENTATIONMETERINGS AND ANNUNCIATIONTRANSDUCERCURRENT | Transducer
J12JC | KW | INSTRUMENTATIONMETERINGS AND ANNUNCIATIONTRANSDUCERKW | Transducer
J12JD | OTHER | INSTRUMENTATIONMETERINGS AND ANNUNCIATIONTRANSDUCEROTHER | Transducer
K01B | ETHERNET SWITCH | IT PRODUCTIT HARDWAREETHERNET SWITCH | Ethernet
M07 | INSULATING BARRIERS | MECHANICAL ITEMSINSULATING BARRIERS | Shroud
M08D | OTHER ACCESSORIES | MECHANICAL ITEMSOTHEROTHER ACCESSORIES | Pultruted Support + PR
M09B | LOCK | MECHANICAL ITEMSPANEL ACCESSORIESLOCK | Cam Lock
M09C | OTHERS | MECHANICAL ITEMSPANEL ACCESSORIESOTHERS | Rail
M12 | STRUCTURE | MECHANICAL ITEMSSTRUCTURE | Rail
P30 | LABELS | PACKING MATERIALLABELS | Label
C02G | GLAND | CABLE & CABLE ACCESSORIESCABLE ACCESSORIESGLAND | Lugs & Gland
C02H | LUG | CABLE & CABLE ACCESSORIESCABLE ACCESSORIESLUG | Lugs & Gland

## ConsMicro
| T | P |  |  | V | P | R | S |  |  | DIFFE | RENCE
Micro CAT | QTY | VALUE | CJI3 QTY | CJI3 VALUE | Costing sheet vendor QTY | Costing sheet vendor Value | Pending Post QTY | Pending Post Value | ME2J Open Post QTY | ME2J Open Post Value | QTY | VALUE
[11 empty] | 0 | 0

## ConsMacro
| T | P |  |  | V | P | R | S |  |  | DIFFE | RENCE
Macro CAT | QTY | VALUE | CJI3 QTY | CJI3 VALUE | Cost sheet vend QTY | Costing sheet vendor Value | Pending Post QTY | Pending Post Value | ME2J Open Post QTY | ME2J Open Post Value | QTY | VALUE
[11 empty] | 0 | 0

## MBBSClearance
Material | Material Description | Required | Posted | Balance | MBBS | ME2J | Remarks